## Sheet1
PHASE | LOCATION | ZONE | TRADE | ACT NAME | COLOR | ACT CODE | START | FINISH
MAJOR MILESTONES | All | All | Manhattan | Notice to Proceed For Construction | #FFFF00 | MM | 02/03/25
MAJOR MILESTONES | East | East | Manhattan | East Building & Canopy Construction | #FFFF00 | MM | 02/18/25 | 07/28/26
MAJOR MILESTONES | East | East | Manhattan | Start of East Construction | #FFFF00 | MM | 02/18/25
MAJOR MILESTONES | West | West | Manhattan | Start of West Construction | #FFFF00 | MM | 05/18/26
MAJOR MILESTONES | West | West | Manhattan | West Building & Canopy Construction | #FFFF00 | MM | 05/18/26 | 12/01/27
MAJOR MILESTONES | East | East | Manhattan | East Side TCO | #FFFF00 | MM |  | 06/30/26
MAJOR MILESTONES | Phase 1 | Phase 1 | Manhattan | Phase 1 Substantial Completion | #FFFF00 | MM |  | 06/30/26
MAJOR MILESTONES | North | North | Manhattan | Start of North Construction | #FFFF00 | MM | 07/22/26
MAJOR MILESTONES | North | North | Manhattan | North Ticket Construction | #FFFF00 | MM | 07/22/26 | 11/29/27
MAJOR MILESTONES | North | North | Manhattan | North Endzone Completion | #FFFF00 | MM |  | 11/29/27
MAJOR MILESTONES | West | West | Manhattan | West Side TCO | #FFFF00 | MM |  | 12/01/27
MAJOR MILESTONES | Phase 2 | Phase 2 | Manhattan | Phase 2 Substantial Completion | #FFFF00 | MM |  | 12/01/27
MAJOR MILESTONES | All | All | Manhattan | Close-out & Final Billings | #FFFF00 | MM | 12/02/27 | 02/04/28
MAJOR MILESTONES | All | All | Manhattan | Final Completion | #FFFF00 | MM |  | 02/04/28
SCHEMATIC DESIGN | Design | Design | Architect | Schematic Design-Full Project (Architecture and Structure) | #153D64 | SC | 11/27/23A | 04/01/24A
SCHEMATIC DESIGN | Design | Design | Architect | SDs Pricing and Budget Reviews | #153D64 | SC | 04/02/24A | 04/08/24A
DESIGN DEVELOPMENT | Design | Design | Architect | Design Development 50% | #153D64 | DD | 04/09/24A | 04/26/24A
DESIGN DEVELOPMENT | Design | Design | Architect | Design Development 50% Pricing to Review | #153D64 | DD | 04/29/24A | 05/17/24A
DESIGN DEVELOPMENT | Design | Design | Architect | Design Development 100% | #153D64 | DD | 04/29/24A | 06/21/24A
DESIGN DEVELOPMENT | Design | Design | Architect | Preliminary SteelTonnage Package | #153D64 | DD | 04/29/24A | 06/21/24A
DESIGN DEVELOPMENT | Design | Design | Architect | SteelTonnage Package | #153D64 | DD | 06/24/24A | 08/30/24A
DESIGN DEVELOPMENT | Design | Design | Architect | DDs Pricing and Budget Reviews | #153D64 | DD | 06/24/24A | 07/22/24A
PERMIT PACKAGE | Steel | Steel | Manhattan | SteelPackage (Primary Structural Framing) | #FFFF00 | PP | 05/31/24A | 08/30/24A
PERMIT PACKAGE | Canopy | Canopy | Manhattan | Canopy Structure SteelPackage | #FFFF00 | PP | 05/31/24A | 08/30/24A
PERMIT PACKAGE | Foundations | Foundations | Manhattan | Foundations Package (West and Northwest Building) Permit | #FFFF00 | PP | 05/31/24A | 08/30/24A
PERMIT PACKAGE | Civil | Civil | Manhattan | Civil Package (includes duct bank, fire lane, site perimeter u | #FFFF00 | PP | 05/31/24A | 08/30/24A
PERMIT PACKAGE | Permit | Permit | Manhattan | Early Permit Packages - Never Issued, Merged with C&S Pac | #FFFF00 | PP | 09/02/24A | 11/01/24
CONSTRUCTION DOCUMENTS | Documents | Documents | Manhattan | Core and Shell / Permit / Demolition Package | #FFFF00 | CD | 06/24/24A | 11/01/24
CONSTRUCTION DOCUMENTS | Documents | Documents | Manhattan | CoServ Relocation Designs & Approvals (Elect & Gas) | #FFFF00 | CD | 11/04/24 | 01/30/25
CONSTRUCTION DOCUMENTS | Documents | Documents | Manhattan | Interiors Finish Out Package | #FFFF00 | CD | 11/04/24 | 01/31/25
CONSTRUCTION DOCUMENTS | Documents | Documents | Manhattan | ASI-01 Issued | #FFFF00 | CD | 11/15/24 | 11/15/24
CONSTRUCTION DOCUMENTS | Documents | Documents | Manhattan | ASI-02 Issued | #FFFF00 | CD | 11/22/24 | 11/22/24
CONSTRUCTION DOCUMENTS | Documents | Documents | Manhattan | ASI-03 Issued | #FFFF00 | CD | 12/18/24 | 12/18/24
CONSTRUCTION DOCUMENTS | Documents | Documents | Manhattan | ASI-04 Issued | #FFFF00 | CD | 01/09/25 | 01/09/25
CONSTRUCTION DOCUMENTS | Documents | Documents | Manhattan | ASI-05 Issued | #FFFF00 | CD | 01/13/25 | 01/13/25
PERMITS | East | East | Manhattan | East-North Site Plans - City Review | #FFFF00 | PT | 09/09/24A | 11/04/24
PERMITS | East | East | Manhattan | East-North LS Plans - City Review | #FFFF00 | PT | 09/10/24A | 11/04/24
PERMITS | East | East | Manhattan | East-North Civil - City Engineering Review | #FFFF00 | PT | 11/11/24 | 12/11/24
PERMITS | West | West | Manhattan | West Site & LS Plans - Submittal Package for City Review | #FFFF00 | PT | 11/11/24 | 12/16/24
PERMITS | Facade | Facade | Manhattan | Facade - Submittal Package for City Review | #FFFF00 | PT | 11/11/24 | 12/16/24
PERMITS | East | East | Manhattan | East-North Civil - Comment Review & Resubmittal | #FFFF00 | PT | 12/12/24 | 12/17/24
PERMITS | West | West | Manhattan | West Site & LS Plans - City Review | #FFFF00 | PT | 12/16/24 | 12/23/24
PERMITS | Facade | Facade | Manhattan | Facade (all sides) - City Review | #FFFF00 | PT | 12/16/24 | 12/23/24
PERMITS | East | East | Manhattan | East-North Civil - City Engineering Re-Review | #FFFF00 | PT | 12/18/24 | 01/09/25
PERMITS | West | West | Manhattan | West Site & LS Plans - Comment Review & Resubmittal | #FFFF00 | PT | 12/24/24 | 01/14/25
PERMITS | Facade | Facade | Manhattan | Facade (all sides) - Comment Review & Resubmittal | #FFFF00 | PT | 12/24/24 | 01/14/25
PERMITS | East | East | Manhattan | East-North Civil - Comment Review & Resubmittal 2 | #FFFF00 | PT | 01/10/25 | 01/21/25
PERMITS | All | All | Manhattan | Building Permit (East Demo) - Review & Approval | #FFFF00 | PT | 01/13/25 | 01/14/25
PERMITS | West | West | Manhattan | West Site & LS Plans - City Re-Review | #FFFF00 | PT | 01/15/25 | 01/28/25
PERMITS | Facade | Facade | Manhattan | Facade (all sides) - City Re-Review | #FFFF00 | PT | 01/15/25 | 01/28/25
PERMITS | East | East | Manhattan | East-North Civil - City Engineering Re-Review 2 | #FFFF00 | PT | 01/22/25 | 02/11/25
PERMITS | West | West | Manhattan | West Civil - Submittal Package for City Engineering Review | #FFFF00 | PT | 01/29/25 | 02/04/25
PERMITS | West | West | Manhattan | West Civil - City Engineering Review | #FFFF00 | PT | 02/05/25 | 02/18/25
PERMITS | East | East | Manhattan | Building Permit (East) - Review & Approval | #FFFF00 | PT | 02/05/25 | 02/25/25
PERMITS | West | West | Manhattan | Building Permit (West) - Review & Approval | #FFFF00 | PT | 02/26/25 | 03/18/25
Procurement | Material | Material | Manhattan | Core & Shell Bid Package Prep | #FFFF00 | PR | 11/04/24 | 11/08/24
Procurement | Material | Material | Manhattan | Canopy Bidding | #FFFF00 | PR | 11/11/24 | 01/06/25
Procurement | Material | Material | Manhattan | Foundations Bidding | #FFFF00 | PR | 11/11/24 | 01/06/25
Procurement | Material | Material | Manhattan | Structural SteelBidding | #FFFF00 | PR | 11/11/24 | 01/06/25
Procurement | Material | Material | Manhattan | Remaining Core & Shell Bidding | #FFFF00 | PR | 11/11/24 | 01/06/25
Procurement | Material | Material | Manhattan | Bid Day pushed by HSG (Impact) | #FFFF00 | PR | 01/07/25 | 01/15/25
Procurement | Material | Material | Manhattan | Bid Opening pushed by HSG & COF (Impact) | #FFFF00 | PR | 01/16/25 | 01/21/25
Procurement | Material | Material | Manhattan | Bid Review and Leveling | #FFFF00 | PR | 01/22/25 | 01/27/25
Procurement | Material | Material | Manhattan | Review/Award CMaR | #FFFF00 | PR | 01/28/25 | 01/31/25
Procurement | Material | Material | Manhattan | Canopy Contract Award | #FFFF00 | PR | 02/03/25 | 02/07/25
Procurement | Material | Material | Manhattan | Foundations Contract Award | #FFFF00 | PR | 02/03/25 | 02/07/25
Procurement | Material | Material | Manhattan | Structural Steel | #FFFF00 | PR | 02/03/25 | 02/07/25
Procurement | Material | Material | Manhattan | MEP Make-Safe Contract Award | #FFFF00 | PR | 02/03/25 | 02/14/25
Procurement | Material | Material | Manhattan | Demo Contract Award | #FFFF00 | PR | 02/03/25 | 02/14/25
Procurement | Material | Material | Manhattan | Interior Finishes Bidding | #FFFF00 | PR | 02/03/25 | 02/18/25
Procurement | Material | Material | Manhattan | Execute Core & Shell Contracts | #FFFF00 | PR | 02/03/25 | 02/28/25
Procurement | Material | Material | Manhattan | Execute Elevator Subcontract | #FFFF00 | PR | 02/03/25 | 02/21/25
Procurement | Material | Material | Manhattan | Issue LNTPs for Demo/Foundations/Steel/Canopies/MEP | #FFFF00 | PR | 02/03/25 | 02/04/25
Procurement | Material | Material | Manhattan | FGMP Submittal & Amendment | #FFFF00 | PR | 02/19/25 | 02/21/25
Procurement | Material | Material | Manhattan | Execute Finish Subcontracts | #FFFF00 | PR | 02/24/25 | 04/25/25
Procurement | Foundations | Foundations | Manhattan | Submit Shop Drawings for Review | #FFFF00 | PR | 02/05/25 | 03/04/25
Procurement | Foundations | Foundations | Manhattan | Review Shop Drawings for Approval | #FFFF00 | PR | 03/05/25 | 03/18/25
Procurement | Foundations | Foundations | Manhattan | Fabrication/Delivery | #FFFF00 | PR | 03/19/25 | 04/08/25
Procurement | Structural Steel | Structural Steel | Manhattan | Submit Shop Drawings for Review | #FFFF00 | PR | 02/05/25 | 04/15/25
Procurement | Structural Steel | Structural Steel | Manhattan | Structural SteelProcurement | #FFFF00 | PR | 02/12/25 | 05/20/25
Procurement | Structural Steel | Structural Steel | Manhattan | Metal Decking Procurement | #FFFF00 | PR | 02/12/25 | 05/28/25
Procurement | Structural Steel | Structural Steel | Manhattan | Review Shop Drawings for Approval | #FFFF00 | PR | 04/16/25 | 05/06/25
Procurement | Structural Steel | Structural Steel | Manhattan | Fabrication/Delivery | #FFFF00 | PR | 05/21/25 | 07/31/25
Procurement | Canopies | Canopies | Manhattan | Canopy Submittals by Trade Partner | #FFFF00 | PR | 04/16/25 | 06/11/25
Procurement | Canopies | Canopies | Manhattan | Review Shop Drawings for Approval | #FFFF00 | PR | 06/12/25 | 07/02/25
Procurement | Canopies | Canopies | Manhattan | PTFE Fabrication Drawings | #FFFF00 | PR | 07/03/25 | 09/26/25
Procurement | Canopies | Canopies | Manhattan | PTFE Procurement | #FFFF00 | PR | 07/03/25 | 09/26/25
Procurement | Canopies | Canopies | Manhattan | PTFE Frabrication | #FFFF00 | PR | 09/29/25 | 03/20/26
Procurement | Canopies | Canopies | Manhattan | Start of Shipping PTFE Fabric to Site | #FFFF00 | PR | 03/23/26 | 04/17/26
Procurement | Vertical | Vertical | Manhattan | Elevator Shop Drawings Submittal | #FFFF00 | PR | 02/24/25 | 04/04/25
Procurement | Vertical | Vertical | Manhattan | West Elevator Shop Drawings Submittal | #FFFF00 | PR | 01/23/26 | 03/05/26
Procurement | Vertical | Vertical | Manhattan | Review Shop Drawings for Approval | #FFFF00 | PR | 03/06/26 | 03/26/26
Procurement | Vertical | Vertical | Manhattan | Fabrication/Delivery | #FFFF00 | PR | 03/27/26 | 10/27/26
Procurement | MEP/LV | MEP/LV | Manhattan | Sports Lighting Shop Drawings Submittal | #FFFF00 | PR | 03/03/25 | 05/02/25
Procurement | MEP/LV | MEP/LV | Manhattan | Generator Submittals | #FFFF00 | PR | 03/03/25 | 03/21/25
Procurement | MEP/LV | MEP/LV | Manhattan | Generator Submittal Review | #FFFF00 | PR | 03/24/25 | 04/11/25
Procurement | MEP/LV | MEP/LV | Manhattan | Generator Procurement | #FFFF00 | PR | 04/14/25 | 08/05/25
Procurement | MEP/LV | MEP/LV | Manhattan | Sports Lighting Submittal Review | #FFFF00 | PR | 05/05/25 | 05/23/25
Procurement | MEP/LV | MEP/LV | Manhattan | Sports Lighting Procurement | #FFFF00 | PR | 05/27/25 | 08/19/25
Procurement | Interiors | Interiors | Manhattan | Stone/Tile Submittals | #FFFF00 | PR | 04/28/25 | 06/09/25
Procurement | Interiors | Interiors | Manhattan | Stone/Tile Procurement | #FFFF00 | PR | 06/10/25 | 09/02/25
Procurement | Interiors | Interiors | Manhattan | Monumental Stair - Field Measure & Fabricate | #FFFF00 | PR | 10/28/26 | 01/04/27
MILESTONES/HAMMOCKS | Structure | Structure | Manhattan | East Structure Complete | #FFFF00 | M/H |  | 10/02/25
MILESTONES/HAMMOCKS | Dry-in | Dry-in | Manhattan | East Building Dry-in | #FFFF00 | M/H |  | 11/06/25
MILESTONES/HAMMOCKS | Conditioned Air | Conditioned Air | Manhattan | East Building Conditioned Air | #FFFF00 | M/H |  | 01/21/26
MILESTONES/HAMMOCKS | TCO | TCO | Manhattan | East Building TCO (excluding Canopy) | #FFFF00 | M/H |  | 06/30/26
MILESTONES/HAMMOCKS | Canopy | Canopy | Manhattan | East Canopy Installation Complete | #FFFF00 | M/H |  | 07/28/26
CIVIL/SITE | East | East | Underground Utilities | Site Utilities | #C36CEE | U1 | 04/07/25 | 06/16/25
CIVIL/SITE | East | East | Underground Utilities | Relocate Existing CoServ Lines | #C36CEE | U2 | 05/19/25 | 06/16/25
CIVIL/SITE | East | East | Paving | Install Fire Lane Base Course | #83CCEB | A1 | 06/17/25 | 07/15/25
CIVIL/SITE | East | East | Hardscape/Landscape | Hardscape/Landscape | #F29744 | HL1 | 11/20/25 | 03/11/26
DEMOLITION | East | East | Telecommunications | FC Dallas IT & Cell/DAS Equipment Removed/Relocated | #7030A0 | T1 | 01/07/25 | 02/03/25
DEMOLITION | East | East | Manhattan | Project Mobilization | #FFFF00 | MH1 | 02/04/25 | 02/17/25
DEMOLITION | East | East | MEP | Trace/Tag/Make Safe MEP Systems | #7CEE2E | I1 | 02/26/25 | 03/11/25
DEMOLITION | East | East | Demolition | Precision Demo & Temp Protection | #000000 | O1 | 03/05/25 | 03/18/25
DEMOLITION | East | East | Demolition | Mass Demolition-Excavation | #000000 | O2 | 03/17/25 | 04/04/25
FOUNDATIONS | Main building - Concourse Level | SEQ.1 | Concrete | Drilled Piers | #595959 | C1 | 04/15/25 | 04/17/25
FOUNDATIONS | Main building - Concourse Level | SEQ.1 | Concrete | Pier Caps - Excavate/FRP | #595959 | C2 | 04/18/25 | 04/23/25
FOUNDATIONS | Main building - Concourse Level | SEQ.1 | Concrete | Grade Beams - Excavate/FRP | #595959 | C3 | 04/18/25 | 04/24/25
FOUNDATIONS | Main building - Concourse Level | SEQ.1 | Steel | Camera Platform | #DBD997 | S1 | 04/25/25 | 05/07/25
FOUNDATIONS | Main building - Concourse Level | SEQ.1 | Plumbing | Plumbing Underground | #90EE90 | P1 | 04/25/25 | 05/01/25
FOUNDATIONS | Main building - Concourse Level | SEQ.1 | Electrical | Electrical Underground | #0000FF | E1 | 05/02/25 | 05/08/25
FOUNDATIONS | Main building - Concourse Level | SEQ.1 | Concrete | Seating Bowl Infill | #595959 | C4 | 05/08/25 | 05/14/25
FOUNDATIONS | Main building - Concourse Level | SEQ.1 | Concrete | Slab on Grade - Flex Cap/Fine Grade | #595959 | C5 | 05/09/25 | 05/15/25
FOUNDATIONS | Main building - Concourse Level | SEQ.1 | Concrete | Slab on Grade - FRP | #595959 | C6 | 05/16/25 | 05/22/25
FOUNDATIONS | Main building - Concourse Level | SEQ.2 | Concrete | Drilled Piers | #595959 | C1 | 04/18/25 | 04/24/25
FOUNDATIONS | Main building - Concourse Level | SEQ.2 | Concrete | Elevator Pit - Excavate/FRP | #595959 | C7 | 04/25/25 | 05/06/25
FOUNDATIONS | Main building - Concourse Level | SEQ.2 | Concrete | Pier Caps - Excavate/FRP | #595959 | C2 | 04/25/25 | 04/30/25
FOUNDATIONS | Main building - Concourse Level | SEQ.2 | Concrete | Grade Beams - Excavate/FRP | #595959 | C3 | 04/28/25 | 05/07/25
FOUNDATIONS | Main building - Concourse Level | SEQ.2 | Waterproofing | Elevator Pit - Waterproofing | #742264 | W1 | 05/07/25 | 05/08/25
FOUNDATIONS | Main building - Concourse Level | SEQ.2 | Plumbing | Plumbing Underground | #90EE90 | P1 | 05/08/25 | 05/14/25
FOUNDATIONS | Main building - Concourse Level | SEQ.2 | Earthworks | Elevator Pit - Subsoil/Backfill | #ADADAD | K1 | 05/09/25 | 05/13/25
FOUNDATIONS | Main building - Concourse Level | SEQ.2 | Electrical | Electrical Underground | #0000FF | E1 | 05/09/25 | 05/15/25
FOUNDATIONS | Main building - Concourse Level | SEQ.2 | Concrete | Seating Bowl Infill | #595959 | C4 | 05/15/25 | 05/21/25
FOUNDATIONS | Main building - Concourse Level | SEQ.2 | Concrete | Slab on Grade - Flex Cap/Fine Grade | #595959 | C5 | 05/16/25 | 05/22/25
FOUNDATIONS | Main building - Concourse Level | SEQ.2 | Concrete | Slab on Grade - FRP | #595959 | C6 | 05/23/25 | 05/30/25
FOUNDATIONS | Main building - Concourse Level | SEQ.2 | Concrete | Drilled Piers | #595959 | C1 | 04/25/25 | 04/30/25
FOUNDATIONS | Main building - Concourse Level | SEQ.2 | Concrete | Grade Beams - Excavate/FRP | #595959 | C3 | 05/08/25 | 05/16/25
FOUNDATIONS | Main building - Concourse Level | SEQ.2 | Concrete | Pier Caps - Excavate/FRP | #595959 | C2 | 05/13/25 | 05/16/25
FOUNDATIONS | Main building - Concourse Level | SEQ.2 | Plumbing | Plumbing Underground | #90EE90 | P1 | 05/19/25 | 05/23/25
FOUNDATIONS | Main building - Concourse Level | SEQ.2 | Concrete | Seating Bowl Infill | #595959 | C4 | 05/22/25 | 05/29/25
FOUNDATIONS | Main building - Concourse Level | SEQ.2 | Electrical | Electrical Underground | #0000FF | E1 | 05/27/25 | 06/02/25
FOUNDATIONS | Main building - Concourse Level | SEQ.2 | Concrete | Slab on Grade - Flex Cap/Fine Grade | #595959 | C5 | 06/03/25 | 06/09/25
FOUNDATIONS | Main building - Concourse Level | SEQ.2 | Concrete | Slab on Grade - FRP | #595959 | C6 | 06/10/25 | 06/16/25
FOUNDATIONS | Main building - Concourse Level | SEQ.3 | Concrete | Drilled Piers | #595959 | C1 | 05/01/25 | 05/07/25
FOUNDATIONS | Main building - Concourse Level | SEQ.3 | Concrete | Elevator Pit - Excavate/FRP | #595959 | C7 | 05/19/25 | 05/29/25
FOUNDATIONS | Main building - Concourse Level | SEQ.3 | Concrete | Pier Caps - Excavate/FRP | #595959 | C2 | 05/19/25 | 05/22/25
FOUNDATIONS | Main building - Concourse Level | SEQ.3 | Concrete | Grade Beams - Excavate/FRP | #595959 | C3 | 05/20/25 | 05/30/25
FOUNDATIONS | Main building - Concourse Level | SEQ.3 | Waterproofing | Elevator Pit - Waterproofing | #742264 | W1 | 05/30/25 | 06/02/25
FOUNDATIONS | Main building - Concourse Level | SEQ.3 | Concrete | Seating Bowl Infill | #595959 | C4 | 06/02/25 | 06/06/25
FOUNDATIONS | Main building - Concourse Level | SEQ.3 | Plumbing | Plumbing Underground | #90EE90 | P1 | 06/02/25 | 06/06/25
FOUNDATIONS | Main building - Concourse Level | SEQ.3 | Earthworks | Elevator Pit - Subsoil/Backfill | #ADADAD | K1 | 06/03/25 | 06/05/25
FOUNDATIONS | Main building - Concourse Level | SEQ.3 | Electrical | Electrical Underground | #0000FF | E1 | 06/09/25 | 06/13/25
FOUNDATIONS | Main building - Concourse Level | SEQ.3 | Concrete | Slab on Grade - Flex Cap/Fine Grade | #595959 | C5 | 06/16/25 | 06/20/25
FOUNDATIONS | Main building - Concourse Level | SEQ.3 | Concrete | Slab on Grade - FRP | #595959 | C6 | 06/23/25 | 06/27/25
FOUNDATIONS | Main building - Concourse Level | SEQ.4 | Concrete | Drilled Piers | #595959 | C1 | 05/08/25 | 05/09/25
FOUNDATIONS | Main building - Concourse Level | SEQ.4 | Concrete | Pier Caps - Excavate/FRP | #595959 | C2 | 05/30/25 | 06/04/25
FOUNDATIONS | Main building - Concourse Level | SEQ.4 | Concrete | Grade Beams - Excavate/FRP | #595959 | C3 | 06/02/25 | 06/05/25
FOUNDATIONS | Main building - Concourse Level | SEQ.4 | Steel | Camera Platform | #DBD997 | S1 | 06/06/25 | 06/18/25
FOUNDATIONS | Main building - Concourse Level | SEQ.4 | Plumbing | Plumbing Underground | #90EE90 | P1 | 06/09/25 | 06/13/25
FOUNDATIONS | Main building - Concourse Level | SEQ.4 | Electrical | Electrical Underground | #0000FF | E1 | 06/16/25 | 06/20/25
FOUNDATIONS | Main building - Concourse Level | SEQ.4 | Concrete | Seating Bowl Infill | #595959 | C4 | 06/19/25 | 06/25/25
FOUNDATIONS | Main building - Concourse Level | SEQ.4 | Concrete | Slab on Grade - Flex Cap/Fine Grade | #595959 | C5 | 06/23/25 | 06/27/25
FOUNDATIONS | Main building - Concourse Level | SEQ.4 | Concrete | Slab on Grade - FRP | #595959 | C6 | 06/30/25 | 07/07/25
FOUNDATIONS | Concession Wings | Concession Wings | Concrete | Drilled Piers | #595959 | C1 | 05/12/25 | 05/16/25
FOUNDATIONS | Concession Wings | Concession Wings | Concrete | Grade Beams - Excavate/FRP | #595959 | C3 | 05/19/25 | 06/09/25
FOUNDATIONS | Concession Wings | Concession Wings | Concrete | Drilled Piers | #595959 | C1 | 05/19/25 | 05/23/25
FOUNDATIONS | Concession Wings | Concession Wings | Plumbing | Plumbing Underground | #90EE90 | P1 | 06/10/25 | 06/23/25
FOUNDATIONS | Concession Wings | Concession Wings | Concrete | Grade Beams - Excavate/FRP | #595959 | C3 | 06/10/25 | 07/03/25
FOUNDATIONS | Concession Wings | Concession Wings | Electrical | Electrical Underground | #0000FF | E1 | 06/17/25 | 06/30/25
FOUNDATIONS | Concession Wings | Concession Wings | Concrete | Slab on Grade - Rock/Fine Grade/FRP | #595959 | C5 | 07/01/25 | 07/22/25
FOUNDATIONS | Concession Wings | Concession Wings | Plumbing | Plumbing Underground | #90EE90 | P1 | 07/07/25 | 07/18/25
FOUNDATIONS | Concession Wings | Concession Wings | Electrical | Electrical Underground | #0000FF | E1 | 07/14/25 | 07/25/25
FOUNDATIONS | Concession Wings | Concession Wings | Concrete | Slab on Grade - Rock/Fine Grade/FRP | #595959 | C6 | 07/28/25 | 08/15/25
FOUNDATIONS | Northeast | Northeast | Earthworks | Excavate NE building footprint | #ADADAD | K2 | 07/01/25 | 07/03/25
FOUNDATIONS | Northeast | Northeast | Concrete | Lower Grade Beam at Piers | #595959 | C8 | 07/07/25 | 07/11/25
FOUNDATIONS | Northeast | Northeast | Concrete | South Grade Beam | #595959 | C8 | 07/14/25 | 07/18/25
FOUNDATIONS | Northeast | Northeast | Concrete | FRP Walls & Pilasters | #595959 | C9 | 07/21/25 | 07/25/25
FOUNDATIONS | Northeast | Northeast | Concrete | Upper Grade Beam | #595959 | C8 | 07/28/25 | 08/04/25
FOUNDATIONS | Northeast | Northeast | Geofom | Geofoam Install | #FFC000 | G1 | 08/05/25 | 08/11/25
FOUNDATIONS | Northeast | Northeast | MEP | MEP Underground | #7CEE2E | I2 | 08/12/25 | 08/21/25
FOUNDATIONS | Northeast | Northeast | Concrete | FRP Slab on Grade | #595959 | C6 | 08/22/25 | 08/26/25
STRUCTURE | Main building - All | SEQ. 1E | Steel | Erect Structural Steel | #DBD997 | S2 | 07/03/25 | 07/09/25
STRUCTURE | Main building - All | SEQ. 1E | Decking | Detailing & Decking Steel | #F836B7 | D1 | 07/14/25 | 07/17/25
STRUCTURE | Main building - All | SEQ. 2E | Steel | Erect Structural Steel | #DBD997 | S2 | 07/09/25 | 07/16/25
STRUCTURE | Main building - All | SEQ. 2E | Decking | Detailing & Decking Steel | #F836B7 | D1 | 07/18/25 | 07/25/25
STRUCTURE | Main building - All | SEQ. 3E | Steel | Erect Structural Steel | #DBD997 | S2 | 07/16/25 | 07/23/25
STRUCTURE | Main building - All | SEQ. 3E | Decking | Detailing & Decking Steel | #F836B7 | D1 | 07/28/25 | 08/04/25
STRUCTURE | Main building - All | SEQ. 4E | Steel | Erect Structural Steel | #DBD997 | S2 | 07/23/25 | 07/30/25
STRUCTURE | Main building - All | SEQ. 4E | Decking | Detailing & Decking Steel | #F836B7 | D1 | 08/05/25 | 08/12/25
STRUCTURE | Main building - All | SEQ. 5E | Steel | Erect Structural Steel | #DBD997 | S2 | 07/30/25 | 08/04/25
STRUCTURE | Main building - All | SEQ. 5E | Decking | Detailing & Decking Steel | #F836B7 | D1 | 08/13/25 | 08/18/25
STRUCTURE | Main building - Lower Suite Level | SEQ. 1E | MEP | MEP In-slab Rough-in | #7CEE2E | I3 | 07/21/25 | 07/25/25
STRUCTURE | Main building - Lower Suite Level | SEQ. 1E | Concrete | FRP SOMD | #595959 | C10 | 07/28/25 | 08/01/25
STRUCTURE | Main building - Lower Suite Level | SEQ. 2E | MEP | MEP In-slab Rough-in | #7CEE2E | I3 | 07/28/25 | 08/01/25
STRUCTURE | Main building - Lower Suite Level | SEQ. 2E | Concrete | FRP SOMD | #595959 | C10 | 08/04/25 | 08/08/25
STRUCTURE | Main building - Lower Suite Level | SEQ. 3E | MEP | MEP In-slab Rough-in | #7CEE2E | I3 | 08/05/25 | 08/11/25
STRUCTURE | Main building - Lower Suite Level | SEQ. 3E | Concrete | FRP SOMD | #595959 | C10 | 08/12/25 | 08/19/25
STRUCTURE | Main building - Lower Suite Level | SEQ. 4E | MEP | MEP In-slab Rough-in | #7CEE2E | I3 | 08/13/25 | 08/19/25
STRUCTURE | Main building - Lower Suite Level | SEQ. 4E | Concrete | FRP SOMD | #595959 | C10 | 08/20/25 | 08/27/25
STRUCTURE | Main building - Lower Suite Level | SEQ. 5E | MEP | MEP In-slab Rough-in | #7CEE2E | I3 | 08/20/25 | 08/26/25
STRUCTURE | Main building - Lower Suite Level | SEQ. 5E | Concrete | FRP SOMD | #595959 | C10 | 08/28/25 | 09/03/25
STRUCTURE | Main building - Roof Level | SEQ. 1E | Steel | Erect Canopy Steel | #DBD997 | S3 | 08/07/25 | 08/18/25
STRUCTURE | Main building - Roof Level | SEQ. 2E | Steel | Erect Canopy Steel | #DBD997 | S3 | 08/19/25 | 08/28/25
STRUCTURE | Main building - Roof Level | SEQ. 3E | MEP | MEP In-slab Rough-in | #7CEE2E | I3 | 08/05/25 | 08/11/25
STRUCTURE | Main building - Roof Level | SEQ. 3E | Steel | Erect Canopy Steel | #DBD997 | S3 | 08/29/25 | 09/10/25
STRUCTURE | Main building - Roof Level | SEQ. 4E | Steel | Erect Canopy Steel | #DBD997 | S3 | 09/11/25 | 09/22/25
STRUCTURE | Main building - Roof Level | SEQ. 5E | Steel | Erect Canopy Steel | #DBD997 | S3 | 09/23/25 | 10/02/25
STRUCTURE | Concession Wings | North | Steel | Concession Building Steel(Steel/Joist/Deck) - North | #DBD997 | S4 | 08/05/25 | 08/18/25
STRUCTURE | Concession Wings | South | Steel | Concession Building Steel(Steel/Joist/Deck) - South | #DBD997 | S4 | 08/19/25 | 09/01/25
STRUCTURE | Northeast | Northeast | Steel | Erect NE Concourse Structure | #DBD997 | S5 | 09/02/25 | 09/04/25
STRUCTURE | Northeast | Northeast | Steel | Detail/Misc Steel- NE | #DBD997 | S6 | 09/05/25 | 09/16/25
CANOPIES | Main building | Main building | Electrical | Install Bowl Speakers/Stadium Lights | #0000FF | E2 | 10/03/25 | 12/30/25
CANOPIES | Main building | Main building | Steel | Install Canopy Fabric | #DBD997 | S7 | 04/20/26 | 06/29/26
CANOPIES | Main building | Main building | Steel | Canopy Punch/Closeout | #DBD997 | S8 | 06/30/26 | 07/28/26
EXTERIORS | Main building | Main building | Manhattan | MCC Completion List - Prepare/Distribute/Complete | #FFFF00 | MH2 | 03/11/26 | 03/24/26
EXTERIORS | Main building | Main building | Manhattan | Design Team Punchlist - Prepare/Distribute/Complete | #FFFF00 | MH3 | 03/25/26 | 04/07/26
EXTERIORS | Concourse Level | South | Framing | Exterior Framing and Sheathing - South | #8B4513 | F1 | 09/04/25 | 09/18/25
EXTERIORS | Concourse Level | South | Specialty | Install Stainless Counters | #26EAB2 | Y1 | 09/19/25 | 09/22/25
EXTERIORS | Concourse Level | South | Waterproofing | Install Air/Water Barrier | #742264 | W2 | 09/19/25 | 09/23/25
EXTERIORS | Concourse Level | South | Masonry | Install Masonry Veneer | #E52F2F | R1 | 09/24/25 | 10/28/25
EXTERIORS | Concourse Level | South | Glazing | Install Curtainwall | #C1F0C8 | Z1 | 10/24/25 | 11/06/25
EXTERIORS | Concourse Level | South | Glazing | Install Storefront (Bowl side) | #C1F0C8 | Z2 | 11/07/25 | 11/13/25
EXTERIORS | Concourse Level | South | Carpentry | Frame Soffit | #4F9EDF | T1 | 11/14/25 | 12/01/25
EXTERIORS | Concourse Level | South | Fire Sprinkler | Install Fire Sprinkler | #AD1DC1 | H1 | 12/02/25 | 12/08/25
EXTERIORS | Concourse Level | South | Electrical | Install Electrical/LV | #0000FF | E3 | 12/02/25 | 12/15/25
EXTERIORS | Concourse Level | South | Insulation | Spray Insulation | #BE5014 | J1 | 12/16/25 | 12/26/25
EXTERIORS | Concourse Level | South | Carpentry | Close Soffit | #4F9EDF | T2 | 12/29/25 | 01/05/26
EXTERIORS | Concourse Level | South | Metal Panels | Install Soffit Metal Panels | #EB7994 | MP1 | 02/04/26 | 03/03/26
EXTERIORS | Concourse Level | South | Electrical | Trim-out Devices | #0000FF | E4 | 03/04/26 | 03/10/26
EXTERIORS | Concourse Level | North | Framing | Exterior Framing and Sheathing - North | #8B4513 | F1 | 08/11/25 | 08/22/25
EXTERIORS | Concourse Level | North | Specialty | Install Stainless Counters | #26EAB2 | Y1 | 08/25/25 | 08/26/25
EXTERIORS | Concourse Level | North | Waterproofing | Install Air/Water Barrier | #742264 | W2 | 08/25/25 | 08/27/25
EXTERIORS | Concourse Level | North | Masonry | Install Masonry Veneer | #E52F2F | R1 | 08/28/25 | 10/02/25
EXTERIORS | Concourse Level | North | Glazing | Install Storefront (Bowl side) | #C1F0C8 | Z2 | 10/03/25 | 10/09/25
EXTERIORS | Concourse Level | North | Carpentry | Frame Soffit | #4F9EDF | T1 | 10/10/25 | 10/23/25
EXTERIORS | Concourse Level | North | Glazing | Install Curtainwall | #C1F0C8 | Z1 | 10/10/25 | 10/23/25
EXTERIORS | Concourse Level | North | Fire Sprinkler | Install Fire Sprinkler | #AD1DC1 | H1 | 10/24/25 | 10/30/25
EXTERIORS | Concourse Level | North | Electrical | Install Electrical/LV | #0000FF | E3 | 10/24/25 | 11/06/25
EXTERIORS | Concourse Level | North | Insulation | Spray Insulation | #BE5014 | J1 | 11/07/25 | 11/18/25
EXTERIORS | Concourse Level | North | Carpentry | Close Soffit | #4F9EDF | T2 | 11/19/25 | 11/25/25
EXTERIORS | Concourse Level | North | Metal Panels | Install Soffit Metal Panels | #EB7994 | MP1 | 12/31/25 | 01/29/26
EXTERIORS | Concourse Level | North | Electrical | Trim-out Devices | #0000FF | E4 | 01/30/26 | 02/05/26
EXTERIORS | Lower Suite Level | South | Roofing | Install Roof Curbs/Rails | #FFD78F | RG1 | 09/04/25 | 09/04/25
EXTERIORS | Lower Suite Level | South | Concrete | Concrete Cure Time | #595959 | C11 | 09/04/25 | 10/01/25
EXTERIORS | Lower Suite Level | South | Framing | Exterior Framing and Sheathing - South | #8B4513 | F1 | 09/18/25 | 10/01/25
EXTERIORS | Lower Suite Level | South | Waterproofing | Install Air/Water Barrier | #742264 | W2 | 10/02/25 | 10/08/25
EXTERIORS | Lower Suite Level | South | Roofing | Install Roofing Membrane | #FFD78F | RG2 | 10/02/25 | 10/15/25
EXTERIORS | Lower Suite Level | South | Metal Panels | Install Metal Panels | #EB7994 | MP2 | 10/30/25 | 11/26/25
EXTERIORS | Lower Suite Level | South | Mechanical | Install Mechanical Equipment | #008000 | M1 | 11/06/25 | 11/12/25
EXTERIORS | Lower Suite Level | North | Concrete | Concrete Cure Time | #595959 | C11 | 08/09/25 | 09/05/25
EXTERIORS | Lower Suite Level | North | Roofing | Install Roof Curbs/Rails | #FFD78F | RG1 | 08/11/25 | 08/11/25
EXTERIORS | Lower Suite Level | North | Framing | Exterior Framing and Sheathing - North | #8B4513 | F1 | 08/20/25 | 09/02/25
EXTERIORS | Lower Suite Level | North | Waterproofing | Install Air/Water Barrier | #742264 | W2 | 09/03/25 | 09/10/25
EXTERIORS | Lower Suite Level | North | Roofing | Install Roofing Membrane | #FFD78F | RG2 | 09/11/25 | 09/24/25
EXTERIORS | Lower Suite Level | North | Metal Panels | Install Metal Panels | #EB7994 | MP2 | 10/02/25 | 10/29/25
EXTERIORS | Lower Suite Level | North | Mechanical | Install Mechanical Equipment | #008000 | M1 | 10/23/25 | 11/05/25
EXTERIORS | Roof Level | Roof Level | Roofing | Install Roofing Membrane | #FFD78F | RG2 | 10/16/25 | 10/22/25
EXTERIORS | Concession Wings - Concourse Level | NEC | Framing | Exterior Framing and Sheathing - North | #8B4513 | F1 | 08/19/25 | 09/01/25
EXTERIORS | Concession Wings - Concourse Level | NEC | Waterproofing | Install Air/Water Barrier | #742264 | W2 | 09/02/25 | 09/05/25
EXTERIORS | Concession Wings - Concourse Level | NEC | Masonry | Install Masonry Veneer | #E52F2F | R1 | 09/09/25 | 10/28/25
EXTERIORS | Concession Wings - Concourse Level | NEC | Metal Panels | Install Metal Panel Fascias & Soffits | #EB7994 | MP3 | 10/30/25 | 11/19/25
EXTERIORS | Concession Wings - Concourse Level | NEC | Electrical | Install Linear Soffit Lights | #0000FF | E6 | 11/20/25 | 11/26/25
EXTERIORS | Concession Wings - Concourse Level | SEC | Framing | Exterior Framing and Sheathing - South | #8B4513 | F1 | 09/02/25 | 09/16/25
EXTERIORS | Concession Wings - Concourse Level | SEC | Waterproofing | Install Air/Water Barrier | #742264 | W2 | 09/17/25 | 09/19/25
EXTERIORS | Concession Wings - Concourse Level | SEC | Masonry | Install Masonry Veneer | #E52F2F | R1 | 09/22/25 | 10/21/25
EXTERIORS | Concession Wings - Concourse Level | SEC | Glazing | Install Storefront System | #C1F0C8 | Z2 | 10/22/25 | 11/04/25
EXTERIORS | Concession Wings - Concourse Level | SEC | Metal Panels | Install Metal Panel Fascias & Soffits | #EB7994 | MP3 | 12/01/25 | 12/19/25
EXTERIORS | Concession Wings - Concourse Level | SEC | Electrical | Install Linear Soffit Lights | #0000FF | E6 | 12/22/25 | 12/29/25
EXTERIORS | Roof Level | NEC | Roofing | Install Roof Curbs/Rails | #FFD78F | RG1 | 08/19/25 | 08/20/25
EXTERIORS | Roof Level | NEC | Roofing | Install Roofing Membrane | #FFD78F | RG2 | 09/02/25 | 09/09/25
EXTERIORS | Roof Level | NEC | Mechanical | Install Mechanical Equipment | #008000 | M1 | 09/10/25 | 09/30/25
EXTERIORS | Roof Level | SEC | Roofing | Install Roof Curbs/Rails | #FFD78F | RG1 | 09/02/25 | 09/03/25
EXTERIORS | Roof Level | SEC | Roofing | Install Roofing Membrane | #FFD78F | RG2 | 09/25/25 | 10/01/25
EXTERIORS | Roof Level | SEC | Mechanical | Install Mechanical Equipment | #008000 | M1 | 10/02/25 | 10/22/25
EXTERIORS | Northeast - Concourse Level | NE | Framing | Exterior Framing and Sheathing - Northeast | #8B4513 | F1 | 10/03/25 | 10/16/25
EXTERIORS | Northeast - Concourse Level | NE | Specialty | Install SS Serving Counters | #26EAB2 | Y2 | 10/17/25 | 10/20/25
EXTERIORS | Northeast - Concourse Level | NE | Waterproofing | Install Air/Water Barrier | #742264 | W2 | 10/17/25 | 10/23/25
EXTERIORS | Northeast - Concourse Level | NE | Masonry | Install Masonry Veneer | #E52F2F | R1 | 10/24/25 | 12/01/25
EXTERIORS | Northeast - Concourse Level | NE | Metal Panels | Install Metal Panel Fascia | #EB7994 | MP3 | 01/30/26 | 02/12/26
EXTERIORS | Northeast - Roof Level | NE | Roofing | Install Roof Curbs/Rails | #FFD78F | RG1 | 09/17/25 | 09/18/25
EXTERIORS | Northeast - Roof Level | NE | Roofing | Install Roofing Membrane | #FFD78F | RG2 | 10/23/25 | 10/29/25
EXTERIORS | Northeast - Roof Level | NE | Mechanical | Install Mechanical Equipment | #008000 | M1 | 11/13/25 | 11/19/25
EXTERIORS | Entry | Concourse level | Steel | Install Entry Main Canopy | #DBD997 | S9 | 12/22/25 | 01/21/26
EXTERIORS | Entry | Concourse level | Steel | Install Secondary Entry Canopy | #DBD997 | S10 | 01/22/26 | 02/04/26
EXTERIORS | Entry | Concourse level | Miscellaneous | Install Entry Gates | #B8EE0C | MS1 | 02/05/26 | 02/18/26
EXTERIORS | Entry | Concourse level | Miscellaneous | Install Entry Gates | #B8EE0C | MS1 | 02/19/26 | 02/25/26
EXTERIORS | Entry | Concourse level | Signage | Install Entry Signage | #E65200 | SG1 | 02/26/26 | 03/04/26
INTERIORS | Main building - Concourse level | Food service | Framing | Partition Layout & Top Track | #8B4513 | F2 | 09/04/25 | 09/10/25
INTERIORS | Main building - Concourse level | Food service | Mechanical | Mechanical Overhead & Riser Rough-in | #008000 | M2 | 09/11/25 | 09/16/25
INTERIORS | Main building - Concourse level | Food service | Fire Sprinkler | Fire Protection Overhead | #AD1DC1 | H2 | 09/11/25 | 09/16/25
INTERIORS | Main building - Concourse level | Food service | Plumbing | Plumbing/Piping Overhead & Riser Rough-in | #90EE90 | P2 | 09/17/25 | 09/24/25
INTERIORS | Main building - Concourse level | Food service | Framing | Frame & One-side Walls | #8B4513 | F3 | 09/25/25 | 09/30/25
INTERIORS | Main building - Concourse level | Food service | Electrical | Elect/LV Rough-in | #0000FF | E7 | 09/30/25 | 10/06/25
INTERIORS | Main building - Concourse level | Food service | Plumbing | Plumbing In-wall Rough-in | #90EE90 | P3 | 10/07/25 | 10/13/25
INTERIORS | Main building - Concourse level | Food service | Inspection | In-Wall QC Check | #59672B | IS1 | 10/14/25 | 10/14/25
INTERIORS | Main building - Concourse level | Food service | Inspection | COF In-Wall Inspection | #59672B | IS2 | 10/15/25 | 10/15/25
INTERIORS | Main building - Concourse level | Food service | Drywall | Insulate & Close Walls | #81FFFF | DW1 | 10/16/25 | 10/22/25
INTERIORS | Main building - Concourse level | Food service | Drywall | Tape/Bed/Prime/ 1st Coat Walls | #81FFFF | DW2 | 10/21/25 | 10/29/25
INTERIORS | Main building - Concourse level | Food service | Specialty | Install Counter Shutters | #26EAB2 | Y3 | 10/30/25 | 10/31/25
INTERIORS | Main building - Concourse level | Food service | Concrete | FRP MEP Pads | #595959 | C12 | 10/30/25 | 10/31/25
INTERIORS | Main building - Concourse level | Food service | Mechanical | Install Kitchen Hoods | #008000 |  | 11/03/25 | 11/07/25
INTERIORS | Main building - Concourse level | Food service | Mechanical | Grease Duct Tie-in/Insulate | #008000 | M3 | 11/10/25 | 11/21/25
INTERIORS | Main building - Concourse level | Food service | Refrigeration | Install Walk-in Cooler/Freezer | #920000 | RF1 | 11/13/25 | 11/19/25
INTERIORS | Main building - Concourse level | Food service | Electrical | Build-out Electrical Room | #0000FF | E8 | 11/14/25 | 11/20/25
INTERIORS | Main building - Concourse level | Food service | Drywall | Seal MEP Rooms | #81FFFF | DW5 | 11/21/25 | 11/24/25
INTERIORS | Main building - Concourse level | Food service | Paint | Final Paint Storage | #F0C8EC | PT1 | 11/25/25 | 12/01/25
INTERIORS | Main building - Concourse level | Food service | Ceiling | Install ACT Grid | #B2B202 | Q1 | 11/25/25 | 12/03/25
INTERIORS | Main building - Concourse level | Food service | Electrical | Build-out IDF Room | #0000FF | E9 | 12/02/25 | 12/08/25
INTERIORS | Main building - Concourse level | Food service | Mechanical | Install Mechanical Devices | #008000 | M4 | 12/04/25 | 12/09/25
INTERIORS | Main building - Concourse level | Food service | Electrical | Install Light Fixtures | #0000FF | E10 | 12/09/25 | 12/12/25
INTERIORS | Main building - Concourse level | Food service | Fire Sprinkler | Drop Sprinkler Heads | #AD1DC1 | H3 | 12/15/25 | 12/16/25
INTERIORS | Main building - Concourse level | Food service | Inspection | Overhead QC Inspection | #59672B | IS3 | 12/17/25 | 12/17/25
INTERIORS | Main building - Concourse level | Food service | Inspection | COF Overhead Inspections | #59672B | IS4 | 12/18/25 | 12/18/25
INTERIORS | Main building - Concourse level | Food service | Flooring | Install Epoxy Flooring/Base | #EB0F87 | FO1 | 12/19/25 | 01/05/26
INTERIORS | Main building - Concourse level | Food service | Specialty | Install Concession Wall Finish | #26EAB2 | Y4 | 01/06/26 | 02/03/26
INTERIORS | Main building - Concourse level | Food service | Plumbing | Install Plumbing Fixtures | #90EE90 | P4 | 02/04/26 | 02/06/26
INTERIORS | Main building - Concourse level | Food service | Mechanical | Install Mechanical Wall Units/Air Curtains | #008000 | M5 | 02/04/26 | 02/06/26
INTERIORS | Main building - Concourse level | Food service | Equipment | Install Food Service Equipment | #7500F6 | EQ1 | 02/25/26 | 03/10/26
INTERIORS | Main building - Concourse level | Food service | Equipment | Install Doors & Hardware | #7500F6 | EQ2 | 03/11/26 | 03/12/26
INTERIORS | Main building - Concourse level | Food service | Plumbing | Plumbing Trim-out | #90EE90 | P5 | 03/11/26 | 03/17/26
INTERIORS | Main building - Concourse level | Food service | Electrical | Electrical/FA Trim-out | #0000FF | E11 | 03/13/26 | 03/19/26
INTERIORS | Main building - Concourse level | Food service | Mechanical | Kitchen Hood Testing | #008000 | M6 | 03/20/26 | 03/20/26
INTERIORS | Main building - Concourse level | Food service | Electrical | LV Trim-out | #0000FF | E12 | 03/20/26 | 03/24/26
INTERIORS | Main building - Concourse level | Food service | Ceiling | Install ACT Tile | #B2B202 | Q1 | 03/25/26 | 03/31/26
INTERIORS | Main building - Concourse level | Food service | Clean | Construction Rough Clean | #FDFFB7 | CN1 | 04/01/26 | 04/07/26
INTERIORS | Main building - Concourse level | Food service | Manhattan | MCC Completion List - Prepare/Distribute/Complete | #FFFF00 | MH2 | 04/08/26 | 04/21/26
INTERIORS | Main building - Concourse level | Food service | Manhattan | Design Team Punch List & Completion | #FFFF00 | MH3 | 04/22/26 | 05/05/26
INTERIORS | Main building - Concourse level | Food service | Clean | Final Clean | #FDFFB7 | CN2 | 05/06/26 | 05/08/26
INTERIORS | Main building - Concourse level | Restrooms | Framing | Partition Layout & Top Track | #8B4513 | F2 | 09/11/25 | 09/15/25
INTERIORS | Main building - Concourse level | Restrooms | Mechanical | Mechanical Overhead & Riser Rough-in | #008000 | M2 | 09/17/25 | 09/19/25
INTERIORS | Main building - Concourse level | Restrooms | Fire Sprinkler | Fire Protection Overhead | #AD1DC1 | H2 | 09/17/25 | 09/22/25
INTERIORS | Main building - Concourse level | Restrooms | Plumbing | Plumbing/Piping Overhead & Riser Rough-in | #90EE90 | P2 | 09/22/25 | 09/26/25
INTERIORS | Main building - Concourse level | Restrooms | Framing | Frame & One-side Walls | #8B4513 | F3 | 10/01/25 | 10/06/25
INTERIORS | Main building - Concourse level | Restrooms | Carpentry | Install Vanity Supports | #4F9EDF | T3 | 10/07/25 | 10/09/25
INTERIORS | Main building - Concourse level | Restrooms | Plumbing | Plumbing In-wall Rough-in | #90EE90 | P3 | 10/07/25 | 10/10/25
INTERIORS | Main building - Concourse level | Restrooms | Electrical | Elect/LV Rough-in | #0000FF | E7 | 10/08/25 | 10/13/25
INTERIORS | Main building - Concourse level | Restrooms | Inspection | In-Wall QC Check | #59672B | IS1 | 10/14/25 | 10/14/25
INTERIORS | Main building - Concourse level | Restrooms | Inspection | COF In-Wall Inspection | #59672B | IS2 | 10/15/25 | 10/15/25
INTERIORS | Main building - Concourse level | Restrooms | Drywall | Insulate & Close Walls | #81FFFF | DW1 | 10/16/25 | 10/22/25
INTERIORS | Main building - Concourse level | Restrooms | Drywall | Tape/Bed/Prime/ 1st Coat Walls | #81FFFF | DW2 | 10/23/25 | 11/05/25
INTERIORS | Main building - Concourse level | Restrooms | Framing | Frame Hard Ceilings/Soffits | #8B4513 | F4 | 11/06/25 | 11/12/25
INTERIORS | Main building - Concourse level | Restrooms | Mechanical | Install Mechanical Devices | #008000 | M4 | 11/13/25 | 11/18/25
INTERIORS | Main building - Concourse level | Restrooms | Electrical | Install Light Fixtures | #0000FF | E10 | 11/19/25 | 11/24/25
INTERIORS | Main building - Concourse level | Restrooms | Electrical | Install FA/LV Pathway | #0000FF | E13 | 11/19/25 | 11/21/25
INTERIORS | Main building - Concourse level | Restrooms | Fire Sprinkler | Drop Sprinkler Heads | #AD1DC1 | H3 | 11/26/25 | 12/01/25
INTERIORS | Main building - Concourse level | Restrooms | Inspection | Overhead QC Inspection | #59672B | IS3 | 12/02/25 | 12/02/25
INTERIORS | Main building - Concourse level | Restrooms | Inspection | COF Overhead Inspections | #59672B | IS4 | 12/03/25 | 12/03/25
INTERIORS | Main building - Concourse level | Restrooms | Drywall | Close Hard Ceilings/Soffits | #81FFFF | DW3 | 12/04/25 | 12/10/25
INTERIORS | Main building - Concourse level | Restrooms | Drywall | Tape/Bed/Paint Ceilings | #81FFFF | DW2 | 12/11/25 | 12/24/25
INTERIORS | Main building - Concourse level | Restrooms | Tile | Install Restroom Wall Tile & Base | #5A8787 | TE1 | 12/26/25 | 01/26/26
INTERIORS | Main building - Concourse level | Restrooms | Paint | Final Paint Janitor Closet | #F0C8EC | PT2 | 12/31/25 | 01/05/26
INTERIORS | Main building - Concourse level | Restrooms | Plumbing | Install Plumbing Fixtures | #90EE90 | P4 | 01/27/26 | 02/09/26
INTERIORS | Main building - Concourse level | Restrooms | Specialty | Install Countertops | #26EAB2 | Y5 | 02/10/26 | 02/13/26
INTERIORS | Main building - Concourse level | Restrooms | Plumbing | Plumbing Trim-out | #90EE90 | P5 | 02/16/26 | 02/17/26
INTERIORS | Main building - Concourse level | Restrooms | Specialty | Install Toilet Partitions | #26EAB2 | Y6 | 02/18/26 | 02/24/26
INTERIORS | Main building - Concourse level | Restrooms | Specialty | Install Toilet Accessories | #26EAB2 | Y7 | 02/25/26 | 03/03/26
INTERIORS | Main building - Concourse level | Restrooms | Equipment | Install Doors & Hardware | #7500F6 | EQ2 | 03/04/26 | 03/05/26
INTERIORS | Main building - Concourse level | Restrooms | Electrical | LV Trim-out | #0000FF | E12 | 03/06/26 | 03/10/26
INTERIORS | Main building - Concourse level | Restrooms | Electrical | Electrical/FA Trim-out | #0000FF | E11 | 03/06/26 | 03/12/26
INTERIORS | Main building - Concourse level | Restrooms | Clean | Construction Rough Clean | #FDFFB7 | CN1 | 03/16/26 | 03/20/26
INTERIORS | Main building - Concourse level | Restrooms | Manhattan | MCC Completion List - Prepare/Distribute/Complete | #FFFF00 | MH2 | 03/23/26 | 04/03/26
INTERIORS | Main building - Concourse level | Restrooms | Manhattan | Design Team Punch List & Completion | #FFFF00 | MH3 | 04/06/26 | 04/17/26
INTERIORS | Main building - Concourse level | Restrooms | Clean | Final Clean | #FDFFB7 | CN2 | 04/20/26 | 04/22/26
INTERIORS | Main building - Concourse level | South Concessions | Framing | Partition Layout & Top Track | #8B4513 | F2 | 09/22/25 | 09/23/25
INTERIORS | Main building - Concourse level | South Concessions | Fire Sprinkler | Fire Protection Overhead | #AD1DC1 | H2 | 09/24/25 | 09/25/25
INTERIORS | Main building - Concourse level | South Concessions | Mechanical | Mechanical Overhead & Riser Rough-in | #008000 | M2 | 09/24/25 | 09/26/25
INTERIORS | Main building - Concourse level | South Concessions | Plumbing | Plumbing/Piping Overhead & Riser Rough-in | #90EE90 | P2 | 09/29/25 | 10/03/25
INTERIORS | Main building - Concourse level | South Concessions | Framing | Frame & One-side Walls | #8B4513 | F3 | 10/07/25 | 10/09/25
INTERIORS | Main building - Concourse level | South Concessions | Plumbing | Plumbing In-wall Rough-in | #90EE90 | P3 | 10/13/25 | 10/16/25
INTERIORS | Main building - Concourse level | South Concessions | Electrical | Elect/LV Rough-in | #0000FF | E7 | 10/14/25 | 10/17/25
INTERIORS | Main building - Concourse level | South Concessions | Inspection | In-Wall QC Check | #59672B | IS1 | 10/20/25 | 10/20/25
INTERIORS | Main building - Concourse level | South Concessions | Inspection | COF In-Wall Inspection | #59672B | IS2 | 10/21/25 | 10/21/25
INTERIORS | Main building - Concourse level | South Concessions | Drywall | Insulate & Close Walls | #81FFFF | DW1 | 10/23/25 | 10/24/25
INTERIORS | Main building - Concourse level | South Concessions | Drywall | Tape/Bed/Prime/ 1st Coat Walls | #81FFFF | DW2 | 10/27/25 | 11/04/25
INTERIORS | Main building - Concourse level | South Concessions | Drywall | Seal MEP Rooms | #81FFFF | DW5 | 11/05/25 | 11/05/25
INTERIORS | Main building - Concourse level | South Concessions | Specialty | Install Counter Shutters | #26EAB2 | Y3 | 11/05/25 | 11/06/25
INTERIORS | Main building - Concourse level | South Concessions | Mechanical | Install Kitchen Hoods | #008000 | M7 | 11/06/25 | 11/07/25
INTERIORS | Main building - Concourse level | South Concessions | Paint | Final Paint MEP | #F0C8EC | PT3 | 11/06/25 | 11/07/25
INTERIORS | Main building - Concourse level | South Concessions | Refrigeration | Install Walk-in Cooler/Freezer | #920000 | RF1 | 11/10/25 | 11/12/25
INTERIORS | Main building - Concourse level | South Concessions | Mechanical | Grease Duct Tie-in/Insulate | #008000 | M3 | 11/13/25 | 11/19/25
INTERIORS | Main building - Concourse level | South Concessions | Ceiling | Install ACT Grid | #B2B202 | Q2 | 11/20/25 | 11/24/25
INTERIORS | Main building - Concourse level | South Concessions | Electrical | Build-out Electrical Room | #0000FF | E8 | 11/21/25 | 12/01/25
INTERIORS | Main building - Concourse level | South Concessions | Mechanical | Install Mechanical Devices | #008000 | M4 | 11/25/25 | 11/26/25
INTERIORS | Main building - Concourse level | South Concessions | Fire Sprinkler | Drop Sprinkler Heads | #AD1DC1 | H3 | 12/01/25 | 12/01/25
INTERIORS | Main building - Concourse level | South Concessions | Electrical | Install FA/LV Pathway | #0000FF | E13 | 12/02/25 | 12/03/25
INTERIORS | Main building - Concourse level | South Concessions | Electrical | Install Light Fixtures | #0000FF | E10 | 12/04/25 | 12/08/25
INTERIORS | Main building - Concourse level | South Concessions | Inspection | Overhead QC Inspection | #59672B | IS3 | 12/09/25 | 12/09/25
INTERIORS | Main building - Concourse level | South Concessions | Inspection | COF Overhead Inspections | #59672B | IS4 | 12/10/25 | 12/10/25
INTERIORS | Main building - Concourse level | South Concessions | Flooring | Install Epoxy Flooring/Base | #EB0F87 | FO1 | 12/11/25 | 12/17/25
INTERIORS | Main building - Concourse level | South Concessions | Specialty | Install Concession Wall Finish | #26EAB2 | Y4 | 12/18/25 | 01/02/26
INTERIORS | Main building - Concourse level | South Concessions | Plumbing | Install Plumbing Fixtures | #90EE90 | P4 | 01/05/26 | 01/06/26
INTERIORS | Main building - Concourse level | South Concessions | Mechanical | Install Mechanical Wall Units/Air Curtains | #008000 | M5 | 01/05/26 | 01/07/26
INTERIORS | Main building - Concourse level | South Concessions | Equipment | Install Food Service Equipment | #7500F6 | EQ1 | 01/08/26 | 01/15/26
INTERIORS | Main building - Concourse level | South Concessions | Plumbing | Plumbing Trim-out | #90EE90 | P5 | 01/16/26 | 01/20/26
INTERIORS | Main building - Concourse level | South Concessions | Electrical | Electrical/FA Trim-out | #0000FF | E11 | 01/16/26 | 01/22/26
INTERIORS | Main building - Concourse level | South Concessions | Mechanical | Kitchen Hood Testing | #008000 | M6 | 01/23/26 | 01/23/26
INTERIORS | Main building - Concourse level | South Concessions | Equipment | Install Doors & Hardware | #7500F6 | EQ2 | 01/23/26 | 01/26/26
INTERIORS | Main building - Concourse level | South Concessions | Electrical | LV Trim-out | #0000FF | E12 | 01/30/26 | 02/02/26
INTERIORS | Main building - Concourse level | South Concessions | Ceiling | Install ACT Tile | #B2B202 | Q1 | 02/03/26 | 02/04/26
INTERIORS | Main building - Concourse level | South Concessions | Clean | Construction Rough Clean | #FDFFB7 | CN1 | 02/05/26 | 02/11/26
INTERIORS | Main building - Concourse level | South Concessions | Manhattan | MCC Completion List - Prepare/Distribute/Complete | #FFFF00 | MH2 | 02/12/26 | 02/25/26
INTERIORS | Main building - Concourse level | South Concessions | Manhattan | Design Team Punch List & Completion | #FFFF00 | MH3 | 02/26/26 | 03/11/26
INTERIORS | Main building - Concourse level | South Concessions | Clean | Final Clean | #FDFFB7 | CN2 | 03/12/26 | 03/16/26
INTERIORS | Main building - Concourse level | Burn Club | Framing | Partition Layout & Top Track | #8B4513 | F2 | 09/16/25 | 09/19/25
INTERIORS | Main building - Concourse level | Burn Club | Mechanical | Mechanical Overhead & Riser Rough-in | #008000 | M2 | 09/22/25 | 10/01/25
INTERIORS | Main building - Concourse level | Burn Club | Fire Sprinkler | Fire Protection Overhead | #AD1DC1 | H2 | 09/23/25 | 10/02/25
INTERIORS | Main building - Concourse level | Burn Club | Plumbing | Plumbing/Piping Overhead & Riser Rough-in | #90EE90 | P2 | 10/03/25 | 10/09/25
INTERIORS | Main building - Concourse level | Burn Club | Framing | Frame & One-side Walls | #8B4513 | F3 | 10/10/25 | 10/14/25
INTERIORS | Main building - Concourse level | Burn Club | Electrical | Elect/LV Rough-in | #0000FF | E7 | 10/15/25 | 10/21/25
INTERIORS | Main building - Concourse level | Burn Club | Plumbing | Plumbing In-wall Rough-in | #90EE90 | P3 | 10/16/25 | 10/22/25
INTERIORS | Main building - Concourse level | Burn Club | Inspection | In-Wall QC Check | #59672B | IS1 | 10/23/25 | 10/24/25
INTERIORS | Main building - Concourse level | Burn Club | Inspection | COF In-Wall Inspection | #59672B | IS2 | 10/27/25 | 10/27/25
INTERIORS | Main building - Concourse level | Burn Club | Drywall | Insulate & Close Walls | #81FFFF | DW1 | 10/28/25 | 10/31/25
INTERIORS | Main building - Concourse level | Burn Club | Drywall | Tape/Bed/Prime/ 1st Coat Walls | #81FFFF | DW2 | 11/03/25 | 11/14/25
INTERIORS | Main building - Concourse level | Burn Club | Specialty | Install Interior Storefront | #26EAB2 | Y8 | 11/17/25 | 12/02/25
INTERIORS | Main building - Concourse level | Burn Club | Framing | Frame Hard Ceilings/Furrdowns | #8B4513 | F4 | 11/17/25 | 12/04/25
INTERIORS | Main building - Concourse level | Burn Club | Electrical | Install Light Fixtures | #0000FF |  | 12/05/25 | 12/18/25
INTERIORS | Main building - Concourse level | Burn Club | Mechanical | Install Mechanical Devices | #008000 | M4 | 12/10/25 | 12/16/25
INTERIORS | Main building - Concourse level | Burn Club | Electrical | Install FA/LV Pathway | #0000FF | E13 | 12/17/25 | 12/24/25
INTERIORS | Main building - Concourse level | Burn Club | Fire Sprinkler | Drop Sprinkler Heads | #AD1DC1 | H3 | 12/19/25 | 12/24/25
INTERIORS | Main building - Concourse level | Burn Club | Inspection | Overhead QC Inspection | #59672B | IS3 | 12/26/25 | 12/29/25
INTERIORS | Main building - Concourse level | Burn Club | Inspection | COF Overhead Inspections | #59672B | IS4 | 12/30/25 | 12/30/25
INTERIORS | Main building - Concourse level | Burn Club | Ceiling | Close Ceilings/Furrdowns | #B2B202 | Q2 | 12/31/25 | 01/15/26
INTERIORS | Main building - Concourse level | Burn Club | Drywall | Tape/Bed/Paint Ceilings | #81FFFF | DW2 | 01/12/26 | 01/30/26
INTERIORS | Main building - Concourse level | Burn Club | Masonry | Install Brick Veneer | #E52F2F | R2 | 01/16/26 | 02/19/26
INTERIORS | Main building - Concourse level | Burn Club | Millwork | Install Wood Ceiling & Bar Soffit | #D7B4FE | ML1 | 01/28/26 | 03/02/26
INTERIORS | Main building - Concourse level | Burn Club | Millwork | Install Drink Rail Supports | #D7B4FE | ML2 | 02/20/26 | 02/24/26
INTERIORS | Main building - Concourse level | Burn Club | Mechanical | Trim Out Mechanical Devices | #008000 | M8 | 03/03/26 | 03/06/26
INTERIORS | Main building - Concourse level | Burn Club | Fire Sprinkler | Trim Out Sprinklers | #AD1DC1 | H4 | 03/03/26 | 03/06/26
INTERIORS | Main building - Concourse level | Burn Club | Millwork | Install Bar Die Walls | #D7B4FE | ML3 | 03/03/26 | 03/09/26
INTERIORS | Main building - Concourse level | Burn Club | Electrical | Lights Trim-out | #0000FF | E14 | 03/03/26 | 03/10/26
INTERIORS | Main building - Concourse level | Burn Club | Flooring | Install Epoxy Flooring/Base | #EB0F87 | FO1 | 03/10/26 | 03/16/26
INTERIORS | Main building - Concourse level | Burn Club | Tile | Install Tile Floor | #5A8787 | TE2 | 03/11/26 | 04/21/26
INTERIORS | Main building - Concourse level | Burn Club | Millwork | Install Bar Fronts & Columns | #D7B4FE | ML4 | 03/17/26 | 03/23/26
INTERIORS | Main building - Concourse level | Burn Club | Millwork | Install Bar Tops | #D7B4FE | ML5 | 03/24/26 | 03/30/26
INTERIORS | Main building - Concourse level | Burn Club | Equipment | Install Bar Equipment | #7500F6 | EQ3 | 03/31/26 | 04/06/26
INTERIORS | Main building - Concourse level | Burn Club | Plumbing | Plumbing Trim-out | #90EE90 | P5 | 04/07/26 | 04/13/26
INTERIORS | Main building - Concourse level | Burn Club | Millwork | Install Millwork/Glass Panel Columns | #D7B4FE | ML6 | 04/15/26 | 05/12/26
INTERIORS | Main building - Concourse level | Burn Club | Millwork | Install Drink Rail Tops | #D7B4FE | ML7 | 04/22/26 | 04/28/26
INTERIORS | Main building - Concourse level | Burn Club | Millwork | Install Wainscot & Base | #D7B4FE | ML8 | 04/22/26 | 04/28/26
INTERIORS | Main building - Concourse level | Burn Club | Millwork | Install Locker Wall/Millwork | #D7B4FE | ML9 | 04/29/26 | 05/05/26
INTERIORS | Main building - Concourse level | Burn Club | Millwork | Install Wallcovering | #D7B4FE | ML10 | 04/29/26 | 05/05/26
INTERIORS | Main building - Concourse level | Burn Club | Specialty | Install Ceiling Scarves | #26EAB2 | Y9 | 05/06/26 | 05/12/26
INTERIORS | Main building - Concourse level | Burn Club | Electrical | Electric/FA/LV Trim-out & Specialty Lights | #0000FF | E11 | 05/13/26 | 05/20/26
INTERIORS | Main building - Concourse level | Burn Club | Clean | Construction Rough Clean | #FDFFB7 | CN1 | 05/21/26 | 05/28/26
INTERIORS | Main building - Concourse level | Burn Club | Manhattan | MCC Completion List - Prepare/Distribute/Complete | #FFFF00 | MH2 | 05/29/26 | 06/11/26
INTERIORS | Main building - Concourse level | Burn Club | Manhattan | Design Team Punch List & Completion | #FFFF00 | MH3 | 06/12/26 | 06/25/26
INTERIORS | Main building - Concourse level | Burn Club | Clean | Final Clean | #FDFFB7 | CN2 | 06/26/26 | 06/30/26
INTERIORS | Concession Wings - Concourse level | South Restrooms | Framing | Partition Layout & Top Track | #8B4513 | F2 | 10/01/25 | 10/03/25
INTERIORS | Concession Wings - Concourse level | South Restrooms | Mechanical | Mechanical Overhead & Riser Rough-in | #008000 | M2 | 10/06/25 | 10/07/25
INTERIORS | Concession Wings - Concourse level | South Restrooms | Fire Sprinkler | Fire Protection Overhead | #AD1DC1 | H2 | 10/07/25 | 10/09/25
INTERIORS | Concession Wings - Concourse level | South Restrooms | Plumbing | Plumbing/Piping Overhead | #90EE90 | P6 | 10/15/25 | 10/21/25
INTERIORS | Concession Wings - Concourse level | South Restrooms | Framing | Frame & One-side Walls | #8B4513 | F3 | 10/20/25 | 10/24/25
INTERIORS | Concession Wings - Concourse level | South Restrooms | Electrical | Elect/LV Rough-in | #0000FF | E7 | 10/29/25 | 11/04/25
INTERIORS | Concession Wings - Concourse level | South Restrooms | Plumbing | Plumbing In-wall Rough-in | #90EE90 | P3 | 10/29/25 | 11/04/25
INTERIORS | Concession Wings - Concourse level | South Restrooms | Inspection | In-Wall QC Check | #59672B | IS1 | 11/05/25 | 11/05/25
INTERIORS | Concession Wings - Concourse level | South Restrooms | Inspection | COF In-Wall Inspection | #59672B | IS2 | 11/06/25 | 11/06/25
INTERIORS | Concession Wings - Concourse level | South Restrooms | Drywall | Insulate & Close Walls | #81FFFF | DW1 | 11/07/25 | 11/11/25
INTERIORS | Concession Wings - Concourse level | South Restrooms | Drywall | Tape/Bed/Prime/ 1st Coat Walls | #81FFFF | DW2 | 11/12/25 | 11/18/25
INTERIORS | Concession Wings - Concourse level | South Restrooms | Framing | Frame Hard Ceilings/Soffits | #8B4513 | F4 | 11/19/25 | 11/19/25
INTERIORS | Concession Wings - Concourse level | South Restrooms | Ceiling | Install ACT Grid | #B2B202 | Q3 | 11/25/25 | 11/26/25
INTERIORS | Concession Wings - Concourse level | South Restrooms | Mechanical | Install Mechanical Devices | #008000 | M4 | 12/01/25 | 12/01/25
INTERIORS | Concession Wings - Concourse level | South Restrooms | Electrical | Install FA/LV Pathway | #0000FF | E13 | 12/01/25 | 12/02/25
INTERIORS | Concession Wings - Concourse level | South Restrooms | Fire Sprinkler | Drop Sprinkler Heads | #AD1DC1 | H3 | 12/02/25 | 12/02/25
INTERIORS | Concession Wings - Concourse level | South Restrooms | Electrical | Install Light Fixtures | #0000FF | E10 | 12/09/25 | 12/11/25
INTERIORS | Concession Wings - Concourse level | South Restrooms | Inspection | Overhead QC Inspection | #59672B | IS3 | 12/18/25 | 12/18/25
INTERIORS | Concession Wings - Concourse level | South Restrooms | Inspection | COF Overhead Inspections | #59672B | IS4 | 12/19/25 | 12/19/25
INTERIORS | Concession Wings - Concourse level | South Restrooms | Drywall | Close Hard Ceilings/Soffits | #81FFFF | DW3 | 12/22/25 | 12/22/25
INTERIORS | Concession Wings - Concourse level | South Restrooms | Drywall | Tape/Bed/Paint Ceilings | #81FFFF | DW2 | 12/23/25 | 12/30/25
INTERIORS | Concession Wings - Concourse level | South Restrooms | Flooring | Seal Janitor Closet Floor | #EB0F87 | FO2 | 12/31/25 | 12/31/25
INTERIORS | Concession Wings - Concourse level | South Restrooms | Paint | Final Paint Janitor Closet | #F0C8EC | PT2 | 01/12/26 | 01/13/26
INTERIORS | Concession Wings - Concourse level | South Restrooms | Flooring | Install Epoxy Flooring/Base | #EB0F87 | FO1 | 01/14/26 | 01/20/26
INTERIORS | Concession Wings - Concourse level | South Restrooms | Tile | Install Restroom Wall Tile & Base | #5A8787 | TE1 | 01/21/26 | 02/03/26
INTERIORS | Concession Wings - Concourse level | South Restrooms | Plumbing | Plumbing Trim-out | #90EE90 | P5 | 02/04/26 | 02/05/26
INTERIORS | Concession Wings - Concourse level | South Restrooms | Plumbing | Install Plumbing Fixtures | #90EE90 | P4 | 02/04/26 | 02/10/26
INTERIORS | Concession Wings - Concourse level | South Restrooms | Specialty | Install Toilet Partitions | #26EAB2 | Y10 | 02/11/26 | 02/17/26
INTERIORS | Concession Wings - Concourse level | South Restrooms | Specialty | Install Toilet Accessories | #26EAB2 | Y7 | 02/18/26 | 02/18/26
INTERIORS | Concession Wings - Concourse level | South Restrooms | Equipment | Install Doors & Hardware | #7500F6 | EQ2 | 02/18/26 | 02/19/26
INTERIORS | Concession Wings - Concourse level | South Restrooms | Electrical | Electrical/FA Trim-out | #0000FF | E11 | 02/19/26 | 02/23/26
INTERIORS | Concession Wings - Concourse level | South Restrooms | Electrical | LV Trim-out | #0000FF | E12 | 02/24/26 | 02/25/26
INTERIORS | Concession Wings - Concourse level | South Restrooms | Ceiling | Install ACT Tile | #B2B202 | Q1 | 02/26/26 | 02/27/26
INTERIORS | Concession Wings - Concourse level | South Restrooms | Clean | Construction Rough Clean | #FDFFB7 | CN1 | 03/02/26 | 03/06/26
INTERIORS | Concession Wings - Concourse level | South Restrooms | Manhattan | MCC Completion List - Prepare/Distribute/Complete | #FFFF00 | MH2 | 03/09/26 | 03/20/26
INTERIORS | Concession Wings - Concourse level | South Restrooms | Manhattan | Design Team Punch List & Completion | #FFFF00 | MH3 | 03/23/26 | 04/03/26
INTERIORS | Concession Wings - Concourse level | South Restrooms | Clean | Final Clean | #FDFFB7 | CN2 | 04/06/26 | 04/07/26
INTERIORS | Concession Wings - Concourse level | South Concessions | Framing | Partition Layout & Top Track | #8B4513 | F2 | 10/06/25 | 10/07/25
INTERIORS | Concession Wings - Concourse level | South Concessions | Mechanical | Mechanical Overhead & Riser Rough-in | #008000 | M2 | 10/08/25 | 10/09/25
INTERIORS | Concession Wings - Concourse level | South Concessions | Fire Sprinkler | Fire Protection Overhead | #AD1DC1 | H2 | 10/10/25 | 10/14/25
INTERIORS | Concession Wings - Concourse level | South Concessions | Plumbing | Plumbing/Piping Overhead | #90EE90 | P6 | 10/22/25 | 10/28/25
INTERIORS | Concession Wings - Concourse level | South Concessions | Framing | Frame & One-side Walls | #8B4513 | F3 | 10/29/25 | 10/30/25
INTERIORS | Concession Wings - Concourse level | South Concessions | Electrical | Elect/LV Rough-in | #0000FF | E7 | 11/05/25 | 11/11/25
INTERIORS | Concession Wings - Concourse level | South Concessions | Plumbing | Plumbing In-wall Rough-in | #90EE90 | P3 | 11/05/25 | 11/11/25
INTERIORS | Concession Wings - Concourse level | South Concessions | Inspection | In-Wall QC Check | #59672B | IS1 | 11/12/25 | 11/12/25
INTERIORS | Concession Wings - Concourse level | South Concessions | Inspection | COF In-Wall Inspection | #59672B | IS2 | 11/13/25 | 11/13/25
INTERIORS | Concession Wings - Concourse level | South Concessions | Drywall | Insulate & Close Walls | #81FFFF | DW1 | 11/14/25 | 11/18/25
INTERIORS | Concession Wings - Concourse level | South Concessions | Drywall | Tape/Bed/Prime/ 1st Coat Walls | #81FFFF | DW2 | 11/19/25 | 12/01/25
INTERIORS | Concession Wings - Concourse level | South Concessions | Mechanical | Install Kitchen Hoods | #008000 | M7 | 12/03/25 | 12/04/25
INTERIORS | Concession Wings - Concourse level | South Concessions | Mechanical | Grease Duct Tie-in/Insulate | #008000 | M3 | 12/05/25 | 12/10/25
INTERIORS | Concession Wings - Concourse level | South Concessions | Ceiling | Install ACT Grid | #B2B202 | Q3 | 12/11/25 | 12/12/25
INTERIORS | Concession Wings - Concourse level | South Concessions | Electrical | Install FA/LV Pathway | #0000FF | E13 | 12/16/25 | 12/18/25
INTERIORS | Concession Wings - Concourse level | South Concessions | Mechanical | Install Mechanical Devices | #008000 | M4 | 12/17/25 | 12/18/25
INTERIORS | Concession Wings - Concourse level | South Concessions | Electrical | Install Light Fixtures | #0000FF | E10 | 12/19/25 | 12/23/25
INTERIORS | Concession Wings - Concourse level | South Concessions | Fire Sprinkler | Drop Sprinkler Heads | #AD1DC1 | H3 | 12/19/25 | 12/19/25
INTERIORS | Concession Wings - Concourse level | South Concessions | Inspection | Overhead QC Inspection | #59672B | IS3 | 12/24/25 | 12/24/25
INTERIORS | Concession Wings - Concourse level | South Concessions | Inspection | COF Overhead Inspections | #59672B | IS4 | 12/26/25 | 12/26/25
INTERIORS | Concession Wings - Concourse level | South Concessions | Flooring | Install Epoxy Flooring/Base | #EB0F87 | FO1 | 01/05/26 | 01/12/26
INTERIORS | Concession Wings - Concourse level | South Concessions | Specialty | Install Concession Wall Finish | #26EAB2 | Y4 | 02/04/26 | 02/17/26
INTERIORS | Concession Wings - Concourse level | South Concessions | Mechanical | Install Mechanical Wall Units/Air Curtains | #008000 | M5 | 02/18/26 | 02/20/26
INTERIORS | Concession Wings - Concourse level | South Concessions | Equipment | Install Food Service Equipment | #7500F6 | EQ1 | 02/18/26 | 02/24/26
INTERIORS | Concession Wings - Concourse level | South Concessions | Equipment | Install Doors & Hardware | #7500F6 | EQ2 | 02/25/26 | 02/26/26
INTERIORS | Concession Wings - Concourse level | South Concessions | Plumbing | Plumbing Trim-out | #90EE90 | P5 | 02/25/26 | 02/27/26
INTERIORS | Concession Wings - Concourse level | South Concessions | Electrical | Electrical/FA Trim-out | #0000FF | E11 | 02/25/26 | 02/27/26
INTERIORS | Concession Wings - Concourse level | South Concessions | Electrical | LV Trim-out | #0000FF | E12 | 03/02/26 | 03/03/26
INTERIORS | Concession Wings - Concourse level | South Concessions | Mechanical | Kitchen Hood Testing | #008000 | M6 | 03/04/26 | 03/04/26
INTERIORS | Concession Wings - Concourse level | South Concessions | Ceiling | Install ACT Tile | #B2B202 | Q1 | 03/05/26 | 03/06/26
INTERIORS | Concession Wings - Concourse level | South Concessions | Clean | Construction Rough Clean | #FDFFB7 | CN1 | 03/09/26 | 03/13/26
INTERIORS | Concession Wings - Concourse level | South Concessions | Manhattan | MCC Completion List - Prepare/Distribute/Complete | #FFFF00 | MH2 | 03/16/26 | 03/27/26
INTERIORS | Concession Wings - Concourse level | South Concessions | Manhattan | Design Team Punch List & Completion | #FFFF00 | MH3 | 03/30/26 | 04/10/26
INTERIORS | Concession Wings - Concourse level | South Concessions | Clean | Final Clean | #FDFFB7 | CN2 | 04/13/26 | 04/14/26
INTERIORS | Concession Wings - Concourse level | Team Store | Framing | Partition Layout & Top Track | #8B4513 | F2 | 10/08/25 | 10/08/25
INTERIORS | Concession Wings - Concourse level | Team Store | Mechanical | Mechanical Overhead & Riser Rough-in | #008000 | M2 | 10/10/25 | 10/10/25
INTERIORS | Concession Wings - Concourse level | Team Store | Fire Sprinkler | Fire Protection Overhead | #AD1DC1 | H2 | 10/23/25 | 10/24/25
INTERIORS | Concession Wings - Concourse level | Team Store | Plumbing | Plumbing/Piping Overhead | #90EE90 | P6 | 10/27/25 | 10/31/25
INTERIORS | Concession Wings - Concourse level | Team Store | Framing | Frame & One-side Walls | #8B4513 | F3 | 11/03/25 | 11/03/25
INTERIORS | Concession Wings - Concourse level | Team Store | Electrical | Elect/LV Rough-in | #0000FF | E7 | 11/12/25 | 11/13/25
INTERIORS | Concession Wings - Concourse level | Team Store | Inspection | In-Wall QC Check | #59672B | IS1 | 11/14/25 | 11/14/25
INTERIORS | Concession Wings - Concourse level | Team Store | Inspection | COF In-Wall Inspection | #59672B | IS2 | 11/17/25 | 11/17/25
INTERIORS | Concession Wings - Concourse level | Team Store | Drywall | Insulate & Close Walls | #81FFFF | DW1 | 11/19/25 | 11/19/25
INTERIORS | Concession Wings - Concourse level | Team Store | Drywall | Tape/Bed/Prime/ 1st Coat Walls | #81FFFF | DW2 | 11/21/25 | 12/01/25
INTERIORS | Concession Wings - Concourse level | Team Store | Flooring | Seal IDF Floor | #EB0F87 | FO3 | 12/02/25 | 12/02/25
INTERIORS | Concession Wings - Concourse level | Team Store | Mechanical | Install Mechanical Devices | #008000 | M4 | 12/02/25 | 12/02/25
INTERIORS | Concession Wings - Concourse level | Team Store | Electrical | Electrical/FA Trim-out | #0000FF | E11 | 12/03/25 | 12/04/25
INTERIORS | Concession Wings - Concourse level | Team Store | Electrical | Install Light Fixtures | #0000FF | E10 | 12/17/25 | 12/18/25
INTERIORS | Concession Wings - Concourse level | Team Store | Clean | Construction Rough Clean | #FDFFB7 | CN1 | 12/26/25 | 12/30/25
INTERIORS | Concession Wings - Concourse level | Team Store | Manhattan | MCC Completion List - Prepare/Distribute/Complete | #FFFF00 | MH2 | 12/31/25 | 01/15/26
INTERIORS | Concession Wings - Concourse level | Team Store | Manhattan | Design Team Punch List & Completion | #FFFF00 | MH3 | 01/16/26 | 01/29/26
INTERIORS | Concession Wings - Concourse level | Team Store | Clean | Final Clean | #FDFFB7 | CN2 | 01/30/26 | 01/30/26
INTERIORS | Concession Wings - Concourse level | MEP/LV Rooms | Framing | Partition Layout & Top Track | #8B4513 | F2 | 09/02/25 | 09/03/25
INTERIORS | Concession Wings - Concourse level | MEP/LV Rooms | Mechanical | Mechanical Overhead & Riser Rough-in | #008000 | M2 | 09/04/25 | 09/05/25
INTERIORS | Concession Wings - Concourse level | MEP/LV Rooms | Plumbing | Plumbing/Piping Overhead | #90EE90 | P6 | 09/09/25 | 09/10/25
INTERIORS | Concession Wings - Concourse level | MEP/LV Rooms | Fire Sprinkler | Fire Protection Overhead | #AD1DC1 | H2 | 09/09/25 | 09/10/25
INTERIORS | Concession Wings - Concourse level | MEP/LV Rooms | Framing | Frame & One-side Walls | #8B4513 | F3 | 09/11/25 | 09/15/25
INTERIORS | Concession Wings - Concourse level | MEP/LV Rooms | Electrical | Elect/LV Rough-in | #0000FF | E7 | 09/16/25 | 09/22/25
INTERIORS | Concession Wings - Concourse level | MEP/LV Rooms | Inspection | In-Wall QC Check | #59672B | IS1 | 09/23/25 | 09/23/25
INTERIORS | Concession Wings - Concourse level | MEP/LV Rooms | Inspection | COF In-Wall Inspection | #59672B | IS2 | 09/24/25 | 09/24/25
INTERIORS | Concession Wings - Concourse level | MEP/LV Rooms | Drywall | Insulate & Close Walls | #81FFFF | DW1 | 09/25/25 | 09/29/25
INTERIORS | Concession Wings - Concourse level | MEP/LV Rooms | Drywall | Tape/Bed/Prime/ 1st Coat Walls | #81FFFF | DW2 | 09/30/25 | 10/08/25
INTERIORS | Concession Wings - Concourse level | MEP/LV Rooms | Mechanical | Trim Mechanical Devices | #008000 | M8 | 10/09/25 | 10/09/25
INTERIORS | Concession Wings - Concourse level | MEP/LV Rooms | Electrical | Install Light Fixtures | #0000FF | E10 | 10/09/25 | 10/10/25
INTERIORS | Concession Wings - Concourse level | MEP/LV Rooms | Concrete | FRP Equipment Pads | #595959 | C13 | 10/09/25 | 10/13/25
INTERIORS | Concession Wings - Concourse level | MEP/LV Rooms | Electrical | Electrical/FA Trim-out | #0000FF | E11 | 10/09/25 | 10/15/25
INTERIORS | Concession Wings - Concourse level | MEP/LV Rooms | Drywall | Seal MEP/Storage Rooms | #81FFFF | DW4 | 10/14/25 | 10/14/25
INTERIORS | Concession Wings - Concourse level | MEP/LV Rooms | Equipment | Install Doors & Hardware | #7500F6 | EQ2 | 10/15/25 | 10/16/25
INTERIORS | Concession Wings - Concourse level | MEP/LV Rooms | Electrical | LV Trim-out | #0000FF | E12 | 10/17/25 | 10/20/25
INTERIORS | Concession Wings - Concourse level | MEP/LV Rooms | Electrical | Build-out Elecrtical Room | #0000FF | E5 | 10/17/25 | 11/13/25
INTERIORS | Concession Wings - Concourse level | MEP/LV Rooms | Clean | Construction Rough Clean | #FDFFB7 | CN1 | 11/14/25 | 11/20/25
INTERIORS | Concession Wings - Concourse level | MEP/LV Rooms | Manhattan | MCC Completion List - Prepare/Distribute/Complete | #FFFF00 | MH2 | 11/21/25 | 12/08/25
INTERIORS | Concession Wings - Concourse level | MEP/LV Rooms | Manhattan | Design Team Punch List & Completion | #FFFF00 | MH3 | 12/09/25 | 12/22/25
INTERIORS | Concession Wings - Concourse level | MEP/LV Rooms | Clean | Final Clean | #FDFFB7 | CN2 | 12/23/25 | 12/24/25
INTERIORS | Concession Wings - Concourse level | North Restrooms | Framing | Partition Layout & Top Track | #8B4513 | F2 | 09/24/25 | 09/26/25
INTERIORS | Concession Wings - Concourse level | North Restrooms | Mechanical | Mechanical Overhead & Riser Rough-in | #008000 | M2 | 09/29/25 | 09/30/25
INTERIORS | Concession Wings - Concourse level | North Restrooms | Fire Sprinkler | Fire Protection Overhead | #AD1DC1 | H2 | 09/29/25 | 10/01/25
INTERIORS | Concession Wings - Concourse level | North Restrooms | Plumbing | Plumbing/Piping Overhead | #90EE90 | P6 | 10/01/25 | 10/07/25
INTERIORS | Concession Wings - Concourse level | North Restrooms | Framing | Frame & One-side Walls | #8B4513 | F3 | 10/06/25 | 10/10/25
INTERIORS | Concession Wings - Concourse level | North Restrooms | Electrical | Elect/LV Rough-in | #0000FF | E7 | 10/14/25 | 10/20/25
INTERIORS | Concession Wings - Concourse level | North Restrooms | Plumbing | Plumbing In-wall Rough-in | #90EE90 | P3 | 10/14/25 | 10/20/25
INTERIORS | Concession Wings - Concourse level | North Restrooms | Inspection | In-Wall QC Check | #59672B | IS1 | 10/21/25 | 10/21/25
INTERIORS | Concession Wings - Concourse level | North Restrooms | Inspection | COF In-Wall Inspection | #59672B | IS2 | 10/22/25 | 10/22/25
INTERIORS | Concession Wings - Concourse level | North Restrooms | Drywall | Insulate & Close Walls | #81FFFF | DW1 | 10/23/25 | 10/27/25
INTERIORS | Concession Wings - Concourse level | North Restrooms | Drywall | Tape/Bed/Prime/ 1st Coat Walls | #81FFFF | DW2 | 10/28/25 | 11/03/25
INTERIORS | Concession Wings - Concourse level | North Restrooms | Ceiling | Install ACT Grid | #B2B202 | Q3 | 11/04/25 | 11/06/25
INTERIORS | Concession Wings - Concourse level | North Restrooms | Framing | Frame Hard Ceilings/Soffits | #8B4513 | F4 | 11/06/25 | 11/06/25
INTERIORS | Concession Wings - Concourse level | North Restrooms | Mechanical | Install Mechanical Devices | #008000 | M4 | 11/07/25 | 11/07/25
INTERIORS | Concession Wings - Concourse level | North Restrooms | Electrical | Install FA/LV Pathway | #0000FF | E13 | 11/07/25 | 11/10/25
INTERIORS | Concession Wings - Concourse level | North Restrooms | Fire Sprinkler | Drop Sprinkler Heads | #AD1DC1 | H3 | 11/10/25 | 11/10/25
INTERIORS | Concession Wings - Concourse level | North Restrooms | Electrical | Install Light Fixtures | #0000FF | E10 | 11/14/25 | 11/18/25
INTERIORS | Concession Wings - Concourse level | North Restrooms | Inspection | Overhead QC Inspection | #59672B | IS3 | 11/19/25 | 11/19/25
INTERIORS | Concession Wings - Concourse level | North Restrooms | Inspection | COF Overhead Inspections | #59672B | IS4 | 11/20/25 | 11/20/25
INTERIORS | Concession Wings - Concourse level | North Restrooms | Drywall | Close Hard Ceilings/Soffits | #81FFFF | DW3 | 11/21/25 | 11/21/25
INTERIORS | Concession Wings - Concourse level | North Restrooms | Drywall | Tape/Bed/Paint Ceilings | #81FFFF | DW2 | 11/24/25 | 11/26/25
INTERIORS | Concession Wings - Concourse level | North Restrooms | Flooring | Install Epoxy Flooring/Base | #EB0F87 | FO1 | 12/01/25 | 12/05/25
INTERIORS | Concession Wings - Concourse level | North Restrooms | Tile | Install Restroom Wall Tile & Base | #5A8787 | TE1 | 12/08/25 | 12/19/25
INTERIORS | Concession Wings - Concourse level | North Restrooms | Plumbing | Install Plumbing Fixtures | #90EE90 | P4 | 12/22/25 | 12/29/25
INTERIORS | Concession Wings - Concourse level | North Restrooms | Plumbing | Plumbing Trim-out | #90EE90 | P5 | 12/30/25 | 12/31/25
INTERIORS | Concession Wings - Concourse level | North Restrooms | Specialty | Install Toilet Partitions | #26EAB2 | Y10 | 01/02/26 | 01/16/26
INTERIORS | Concession Wings - Concourse level | North Restrooms | Specialty | Install Toilet Accessories | #26EAB2 | Y7 | 01/19/26 | 01/19/26
INTERIORS | Concession Wings - Concourse level | North Restrooms | Equipment | Install Doors & Hardware | #7500F6 | EQ2 | 01/19/26 | 01/20/26
INTERIORS | Concession Wings - Concourse level | North Restrooms | Electrical | Electrical/FA Trim-out | #0000FF | E11 | 01/23/26 | 01/27/26
INTERIORS | Concession Wings - Concourse level | North Restrooms | Electrical | LV Trim-out | #0000FF | E12 | 01/28/26 | 01/29/26
INTERIORS | Concession Wings - Concourse level | North Restrooms | Ceiling | Install ACT Tile | #B2B202 | Q1 | 01/30/26 | 02/02/26
INTERIORS | Concession Wings - Concourse level | North Restrooms | Clean | Construction Rough Clean | #FDFFB7 | CN1 | 02/03/26 | 02/09/26
INTERIORS | Concession Wings - Concourse level | North Restrooms | Manhattan | MCC Completion List - Prepare/Distribute/Complete | #FFFF00 | MH2 | 02/10/26 | 02/23/26
INTERIORS | Concession Wings - Concourse level | North Restrooms | Manhattan | Design Team Punch List & Completion | #FFFF00 | MH3 | 02/24/26 | 03/09/26
INTERIORS | Concession Wings - Concourse level | North Restrooms | Clean | Final Clean | #FDFFB7 | CN2 | 03/10/26 | 03/11/26
INTERIORS | Concession Wings - Concourse level | North Concessions | Framing | Partition Layout & Top Track | #8B4513 | F2 | 09/29/25 | 09/30/25
INTERIORS | Concession Wings - Concourse level | North Concessions | Mechanical | Mechanical Overhead & Riser Rough-in | #008000 | M2 | 10/01/25 | 10/02/25
INTERIORS | Concession Wings - Concourse level | North Concessions | Fire Sprinkler | Fire Protection Overhead | #AD1DC1 | H2 | 10/02/25 | 10/06/25
INTERIORS | Concession Wings - Concourse level | North Concessions | Plumbing | Plumbing/Piping Overhead | #90EE90 | P6 | 10/08/25 | 10/14/25
INTERIORS | Concession Wings - Concourse level | North Concessions | Framing | Frame & One-side Walls | #8B4513 | F3 | 10/13/25 | 10/17/25
INTERIORS | Concession Wings - Concourse level | North Concessions | Plumbing | Plumbing In-wall Rough-in | #90EE90 | P3 | 10/21/25 | 10/27/25
INTERIORS | Concession Wings - Concourse level | North Concessions | Electrical | Elect/LV Rough-in | #0000FF | E7 | 10/22/25 | 10/28/25
INTERIORS | Concession Wings - Concourse level | North Concessions | Inspection | In-Wall QC Check | #59672B | IS1 | 10/29/25 | 10/29/25
INTERIORS | Concession Wings - Concourse level | North Concessions | Inspection | COF In-Wall Inspection | #59672B | IS2 | 10/30/25 | 10/30/25
INTERIORS | Concession Wings - Concourse level | North Concessions | Drywall | Insulate & Close Walls | #81FFFF | DW1 | 10/31/25 | 11/06/25
INTERIORS | Concession Wings - Concourse level | North Concessions | Drywall | Tape/Bed/Prime/ 1st Coat Walls | #81FFFF | DW2 | 11/07/25 | 11/17/25
INTERIORS | Concession Wings - Concourse level | North Concessions | Framing | Frame Hard Ceilings/Soffits | #8B4513 | F4 | 11/18/25 | 11/18/25
INTERIORS | Concession Wings - Concourse level | North Concessions | Mechanical | Install Kitchen Hoods | #008000 | M7 | 11/18/25 | 11/19/25
INTERIORS | Concession Wings - Concourse level | North Concessions | Refrigeration | Install Walk-in Cooler/Freezer | #920000 | RF1 | 11/20/25 | 11/24/25
INTERIORS | Concession Wings - Concourse level | North Concessions | Mechanical | Grease Duct Tie-in/Insulate | #008000 | M3 | 11/20/25 | 11/25/25
INTERIORS | Concession Wings - Concourse level | North Concessions | Ceiling | Install ACT Grid | #B2B202 | Q3 | 11/26/25 | 12/02/25
INTERIORS | Concession Wings - Concourse level | North Concessions | Mechanical | Install Mechanical Devices | #008000 | M4 | 12/03/25 | 12/03/25
INTERIORS | Concession Wings - Concourse level | North Concessions | Electrical | Install FA/LV Pathway | #0000FF | E13 | 12/03/25 | 12/05/25
INTERIORS | Concession Wings - Concourse level | North Concessions | Fire Sprinkler | Drop Sprinkler Heads | #AD1DC1 | H3 | 12/04/25 | 12/04/25
INTERIORS | Concession Wings - Concourse level | North Concessions | Electrical | Install Light Fixtures | #0000FF | E10 | 12/12/25 | 12/16/25
INTERIORS | Concession Wings - Concourse level | North Concessions | Inspection | Overhead QC Inspection | #59672B | IS3 | 12/17/25 | 12/17/25
INTERIORS | Concession Wings - Concourse level | North Concessions | Inspection | COF Overhead Inspections | #59672B | IS4 | 12/18/25 | 12/18/25
INTERIORS | Concession Wings - Concourse level | North Concessions | Drywall | Close Hard Ceilings/Soffits | #81FFFF | DW3 | 12/19/25 | 12/19/25
INTERIORS | Concession Wings - Concourse level | North Concessions | Drywall | Tape/Bed/Paint Ceilings | #81FFFF | DW2 | 12/22/25 | 12/24/25
INTERIORS | Concession Wings - Concourse level | North Concessions | Paint | Final Paint Storage | #F0C8EC | PT1 | 12/26/25 | 12/30/25
INTERIORS | Concession Wings - Concourse level | North Concessions | Flooring | Install Epoxy Flooring/Base | #EB0F87 | FO1 | 12/26/25 | 01/02/26
INTERIORS | Concession Wings - Concourse level | North Concessions | Drywall | Seal Storage Room | #81FFFF | DW4 | 01/02/26 | 01/02/26
INTERIORS | Concession Wings - Concourse level | North Concessions | Specialty | Install Concession Wall Finish | #26EAB2 | Y4 | 01/05/26 | 01/19/26
INTERIORS | Concession Wings - Concourse level | North Concessions | Mechanical | Install Mechanical Wall Units/Air Curtains | #008000 | M5 | 01/20/26 | 01/20/26
INTERIORS | Concession Wings - Concourse level | North Concessions | Equipment | Install Food Service Equipment | #7500F6 | EQ1 | 01/20/26 | 01/26/26
INTERIORS | Concession Wings - Concourse level | North Concessions | Equipment | Install Doors & Hardware | #7500F6 | EQ2 | 01/27/26 | 01/28/26
INTERIORS | Concession Wings - Concourse level | North Concessions | Plumbing | Plumbing Trim-out | #90EE90 | P5 | 01/27/26 | 01/29/26
INTERIORS | Concession Wings - Concourse level | North Concessions | Electrical | Electrical/FA Trim-out | #0000FF | E11 | 01/28/26 | 01/30/26
INTERIORS | Concession Wings - Concourse level | North Concessions | Mechanical | Kitchen Hood Testing | #008000 | M6 | 02/02/26 | 02/02/26
INTERIORS | Concession Wings - Concourse level | North Concessions | Electrical | LV Trim-out | #0000FF | E12 | 02/03/26 | 02/04/26
INTERIORS | Concession Wings - Concourse level | North Concessions | Ceiling | Install ACT Tile | #B2B202 | Q1 | 02/05/26 | 02/06/26
INTERIORS | Concession Wings - Concourse level | North Concessions | Clean | Construction Rough Clean | #FDFFB7 | CN1 | 02/10/26 | 02/12/26
INTERIORS | Concession Wings - Concourse level | North Concessions | Manhattan | MCC Completion List - Prepare/Distribute/Complete | #FFFF00 | MH2 | 02/13/26 | 02/26/26
INTERIORS | Concession Wings - Concourse level | North Concessions | Manhattan | Design Team Punch List & Completion | #FFFF00 | MH3 | 02/27/26 | 03/12/26
INTERIORS | Concession Wings - Concourse level | North Concessions | Clean | Final Clean | #FDFFB7 | CN2 | 03/13/26 | 03/16/26
INTERIORS | Northeast | Concourse Level | Framing | Partition Layout & Top Track | #8B4513 | F2 | 10/17/25 | 10/21/25
INTERIORS | Northeast | Concourse Level | Mechanical | Mechanical Overhead & Riser Rough-in | #008000 | M2 | 10/22/25 | 10/24/25
INTERIORS | Northeast | Concourse Level | Fire Sprinkler | Fire Protection Overhead | #AD1DC1 | H2 | 10/22/25 | 10/24/25
INTERIORS | Northeast | Concourse Level | Plumbing | Plumbing/Piping Overhead | #90EE90 | P6 | 11/03/25 | 11/07/25
INTERIORS | Northeast | Concourse Level | Framing | Frame & One-side Walls | #8B4513 | F3 | 11/04/25 | 11/05/25
INTERIORS | Northeast | Concourse Level | Electrical | Elect/LV Rough-in | #0000FF | E7 | 11/06/25 | 11/11/25
INTERIORS | Northeast | Concourse Level | Inspection | In-Wall QC Check | #59672B | IS1 | 11/12/25 | 11/12/25
INTERIORS | Northeast | Concourse Level | Inspection | COF In-Wall Inspection | #59672B | IS2 | 11/13/25 | 11/13/25
INTERIORS | Northeast | Concourse Level | Drywall | Insulate & Close Walls | #81FFFF | DW1 | 11/14/25 | 11/18/25
INTERIORS | Northeast | Concourse Level | Drywall | Tape/Bed/Prime/ 1st Coat Walls | #81FFFF | DW2 | 11/19/25 | 12/01/25
INTERIORS | Northeast | Concourse Level | Mechanical | Install Kitchen Hoods | #008000 | M7 | 12/02/25 | 12/02/25
INTERIORS | Northeast | Concourse Level | Framing | Frame Hard Ceilings/Soffits | #8B4513 | F4 | 12/02/25 | 12/02/25
INTERIORS | Northeast | Concourse Level | Specialty | Install Counter Shutters | #26EAB2 | Y3 | 12/02/25 | 12/08/25
INTERIORS | Northeast | Concourse Level | Mechanical | Grease Duct Tie-in/Insulate | #008000 | M3 | 12/03/25 | 12/08/25
INTERIORS | Northeast | Concourse Level | Refrigeration | Install Walk-in Cooler/Freezer | #920000 | RF1 | 12/03/25 | 12/08/25
INTERIORS | Northeast | Concourse Level | Ceiling | Install ACT Grid | #B2B202 | Q3 | 12/09/25 | 12/11/25
INTERIORS | Northeast | Concourse Level | Mechanical | Install Mechanical Devices | #008000 | M4 | 12/12/25 | 12/15/25
INTERIORS | Northeast | Concourse Level | Electrical | Install FA/LV Pathway | #0000FF | E13 | 12/12/25 | 12/15/25
INTERIORS | Northeast | Concourse Level | Electrical | Install Light Fixtures | #0000FF | E10 | 12/12/25 | 12/16/25
INTERIORS | Northeast | Concourse Level | Fire Sprinkler | Drop Sprinkler Heads | #AD1DC1 | H3 | 12/16/25 | 12/16/25
INTERIORS | Northeast | Concourse Level | Inspection | Overhead QC Inspection | #59672B | IS3 | 12/17/25 | 12/17/25
INTERIORS | Northeast | Concourse Level | Inspection | COF Overhead Inspections | #59672B | IS4 | 12/18/25 | 12/18/25
INTERIORS | Northeast | Concourse Level | Drywall | Close Hard Ceilings/Soffits | #81FFFF | DW3 | 12/19/25 | 12/19/25
INTERIORS | Northeast | Concourse Level | Drywall | Tape/Bed/Paint Ceilings | #81FFFF | DW2 | 12/22/25 | 12/29/25
INTERIORS | Northeast | Concourse Level | Paint | Final Paint Storage | #F0C8EC | PT1 | 01/06/26 | 01/08/26
INTERIORS | Northeast | Concourse Level | Flooring | Install Epoxy Flooring/Base | #EB0F87 | FO1 | 01/06/26 | 01/13/26
INTERIORS | Northeast | Concourse Level | Drywall | Seal MEP/Storage Rooms | #81FFFF | DW4 | 01/14/26 | 01/14/26
INTERIORS | Northeast | Concourse Level | Tile | Install Restroom Wall Tile | #5A8787 | TE1 | 01/14/26 | 01/19/26
INTERIORS | Northeast | Concourse Level | Specialty | Install Concession Wall Finish | #26EAB2 | Y4 | 01/14/26 | 01/29/26
INTERIORS | Northeast | Concourse Level | Plumbing | Install Plumbing Fixtures | #90EE90 | P4 | 01/20/26 | 01/23/26
INTERIORS | Northeast | Concourse Level | Specialty | Install Toilet Partions | #26EAB2 | Y10 | 01/26/26 | 01/30/26
INTERIORS | Northeast | Concourse Level | Specialty | Install Toilet Accessories | #26EAB2 | Y7 | 01/29/26 | 01/30/26
INTERIORS | Northeast | Concourse Level | Equipment | Install Food Service Equipment | #7500F6 | EQ1 | 01/30/26 | 02/03/26
INTERIORS | Northeast | Concourse Level | Mechanical | Install Mechanical Wall Units/Air Curtains | #008000 | M5 | 01/30/26 | 02/03/26
INTERIORS | Northeast | Concourse Level | Equipment | Install Doors & Hardware | #7500F6 | EQ2 | 02/04/26 | 02/05/26
INTERIORS | Northeast | Concourse Level | Electrical | Electrical/FA Trim-out | #0000FF | E11 | 02/04/26 | 02/06/26
INTERIORS | Northeast | Concourse Level | Plumbing | Plumbing Trim-out | #90EE90 | P5 | 02/06/26 | 02/09/26
INTERIORS | Northeast | Concourse Level | Mechanical | Kitchen Hood Testing | #008000 | M6 | 02/09/26 | 02/09/26
INTERIORS | Northeast | Concourse Level | Electrical | LV Trim-out | #0000FF | E12 | 02/09/26 | 02/10/26
INTERIORS | Northeast | Concourse Level | Ceiling | Install ACT Tile | #B2B202 | Q1 | 02/11/26 | 02/12/26
INTERIORS | Northeast | Concourse Level | Clean | Construction Rough Clean | #FDFFB7 | CN1 | 02/13/26 | 02/19/26
INTERIORS | Northeast | Concourse Level | Manhattan | MCC Completion List - Prepare/Distribute/Complete | #FFFF00 | MH2 | 02/20/26 | 03/05/26
INTERIORS | Northeast | Concourse Level | Manhattan | Design Team Punch List & Completion | #FFFF00 | MH3 | 03/06/26 | 03/19/26
INTERIORS | Northeast | Concourse Level | Clean | Final Clean | #FDFFB7 | CN2 | 03/20/26 | 03/23/26
INTERIORS | Seating Bowl - Main Building | Concourse Level | Concrete | Pour Bowl Steps | #595959 | C14 | 03/04/26 | 03/25/26
INTERIORS | Seating Bowl - Main Building | Concourse Level | Miscellaneous | Install Bowl Rails | #B8EE0C | MS2 | 03/26/26 | 04/08/26
INTERIORS | Seating Bowl - Main Building | Concourse Level | Equipment | Install Stadium Seats | #7500F6 | EQ4 | 04/09/26 | 05/13/26
INTERIORS | Seating Bowl - Main Building | Concourse Level | Clean | Construction Rough Clean | #FDFFB7 | CN1 | 05/14/26 | 05/28/26
INTERIORS | Seating Bowl - Main Building | Concourse Level | Manhattan | MCC Completion List | #FFFF00 | MH2 | 05/29/26 | 06/11/26
INTERIORS | Seating Bowl - Main Building | Concourse Level | Manhattan | Design Team Punch List & Complete | #FFFF00 | MH3 | 06/12/26 | 06/25/26
INTERIORS | Seating Bowl - Main Building | Concourse Level | Clean | Final Clean | #FDFFB7 | CN2 | 06/26/26 | 06/29/26
INTERIORS | Closeout/Commissioning | Closeout/Commissioning | MEP | Closeout/Commissioning | #7CEE2E | I4 | 04/08/26 | 06/30/26
INTERIORS | Hositing | Tower Crane 1 | Concrete | Drill Tower Crane Piers | #595959 | C1 | 04/11/25 | 04/14/25
INTERIORS | Hositing | Tower Crane 1 | Concrete | Install Tower Crane Foundations | #595959 | C15 | 04/15/25 | 05/05/25
INTERIORS | Hositing | Tower Crane 1 | Crane | Tower Crane Erection | #4202A0 | R1 | 05/06/25 | 05/12/25
INTERIORS | Hositing | Tower Crane 1 | Crane | Tower Crane Duration | #4202A0 | R2 | 05/06/25 | 05/01/26
INTERIORS | Hositing | Tower Crane 1 | Crane | Tower Crane Dismantle | #4202A0 | R3 | 04/27/26 | 05/01/26
INTERIORS | Hositing | Tower Crane 2 | Concrete | Drill Tower Crane Piers | #595959 | C1 | 04/09/25 | 04/10/25
INTERIORS | Hositing | Tower Crane 2 | Concrete | Install Tower Crane Foundations | #595959 | C15 | 04/11/25 | 05/01/25
INTERIORS | Hositing | Tower Crane 2 | Crane | Tower Crane Erection | #4202A0 | R1 | 05/02/25 | 05/08/25
INTERIORS | Hositing | Tower Crane 2 | Crane | Tower Crane Duration | #4202A0 | R2 | 05/02/25 | 05/08/26
INTERIORS | Hositing | Tower Crane 2 | Crane | Tower Crane Dismantle | #4202A0 | R3 | 05/04/26 | 05/08/26
South HOF | South | South | Electrical | Relocate HOF transformer | #0000FF | E15 | 08/20/25 | 09/02/25
South HOF | Main Building | Roof Level | Steel | Open Roof for Steel& Sleeves | #DBD997 | S11 | 07/03/25 | 07/03/25
South HOF | Main Building | Roof Level | Steel | Added Roof Steel | #DBD997 | S12 | 07/07/25 | 07/09/25
South HOF | Main Building | Roof Level | Roofing | Repair Roofing System | #FFD78F | SG | 07/10/25 | 07/11/25
South HOF | Main Building | Field Level | Equipment | Install Field Tunnel Cameras | #7500F6 | EQ5 | 10/21/25 | 10/27/25
South HOF | Main Building | Concourse Level | Demolition | Slab Demo & Removal for gas line | #000000 | O3 | 03/12/25 | 03/13/25
South HOF | Main Building | Concourse Level | Plumbing | Install new gas line | #90EE90 | P7 | 03/14/25 | 03/18/25
South HOF | Main Building | Roof Level | Plumbing | Install new gas line | #90EE90 | P7 | 03/19/25 | 03/21/25
South HOF | Main Building | Roof Level | Electrical | Install Generator | #0000FF | E16 | 08/06/25 | 08/12/25
South HOF | Main Building | Roof Level | Audovisual | Install New Bowl Speakers | #CDE2FF | AV1 | 12/31/25 | 01/15/26
South HOF | Main Building | Roof Level | Electrical | Generator Start-up & Commissioning | #0000FF | E17 | 08/13/25 | 08/19/25

## CFA - Schedule
|  |  | 2023 | [6 empty] | 2023 | [6 empty] | 2023 | [6 empty] | 2023 | [6 empty] | 2023 | [6 empty] | 2024 | [6 empty] | 2024 | [6 empty] | 2024 | [6 empty] | 2024 | [6 empty] | 2024 | [6 empty] | 2024 | [6 empty] | 2024 | [6 empty] | 2024 | [6 empty] | 2024 | [6 empty] | 2024 | [6 empty] | 2024 | [6 empty] | 2024 | [6 empty] | 2024 | [6 empty] | 2024 | [6 empty] | 2024 | [6 empty] | 2024 | [6 empty] | 2024 | [6 empty] | 2024 | [6 empty] | 2024 | [6 empty] | 2024 | [6 empty] | 2024 | [6 empty] | 2024 | [6 empty] | 2024 | [6 empty] | 2024 | [6 empty] | 2024 | [6 empty] | 2024 | [6 empty] | 2024 | [6 empty] | 2024 | [6 empty] | 2024 | [6 empty] | 2024 | [6 empty] | 2024 | [6 empty] | 2024 | [6 empty] | 2024 | [6 empty] | 2024 | [6 empty] | 2024 | [6 empty] | 2024 | [6 empty] | 2024 | [6 empty] | 2024 | [6 empty] | 2024 | [6 empty] | 2024 | [6 empty] | 2024 | [6 empty] | 2024 | [6 empty] | 2024 | [6 empty] | 2024 | [6 empty] | 2024 | [6 empty] | 2024 | [6 empty] | 2024 | [6 empty] | 2024 | [6 empty] | 2024 | [6 empty] | 2024 | [6 empty] | 2024 | [6 empty] | 2024 | [6 empty] | 2024 |  | 2025 |  |  |  |  | 2025 | [6 empty] | 2025 | [6 empty] | 2025 | [6 empty] | 2025 | [6 empty] | 2025 | [6 empty] | 2025 | [6 empty] | 2025 | [6 empty] | 2025 | [6 empty] | 2025 | [6 empty] | 2025 | [6 empty] | 2025 | [6 empty] | 2025 | [6 empty] | 2025 | [6 empty] | 2025 | [6 empty] | 2025 | [6 empty] | 2025 | [6 empty] | 2025 | [6 empty] | 2025 | [6 empty] | 2025 | [6 empty] | 2025 | [6 empty] | 2025 | [6 empty] | 2025 | [6 empty] | 2025 | [6 empty] | 2025 | [6 empty] | 2025 | [6 empty] | 2025 | [6 empty] | 2025 | [6 empty] | 2025 | [6 empty] | 2025 | [6 empty] | 2025 | [6 empty] | 2025 | [6 empty] | 2025 | [6 empty] | 2025 | [6 empty] | 2025 | [6 empty] | 2025 | [6 empty] | 2025 | [6 empty] | 2025 | [6 empty] | 2025 | [6 empty] | 2025 | [6 empty] | 2025 | [6 empty] | 2025 | [6 empty] | 2025 | [6 empty] | 2025 | [6 empty] | 2025 | [6 empty] | 2025 | [6 empty] | 2025 | [6 empty] | 2025 | [6 empty] | 2025 | [6 empty] | 2025 | [6 empty] | 2025 | [6 empty] | 2025 | [6 empty] | 2025 |  |  | 2026 |  |  |  | 2026 | [6 empty] | 2026 | [6 empty] | 2026 | [6 empty] | 2026 | [6 empty] | 2026 | [6 empty] | 2026 | [6 empty] | 2026 | [6 empty] | 2026 | [6 empty] | 2026 | [6 empty] | 2026 | [6 empty] | 2026 | [6 empty] | 2026 | [6 empty] | 2026 | [6 empty] | 2026 | [6 empty] | 2026 | [6 empty] | 2026 | [6 empty] | 2026 | [6 empty] | 2026 | [6 empty] | 2026 | [6 empty] | 2026 | [6 empty] | 2026 | [6 empty] | 2026 | [6 empty] | 2026 | [6 empty] | 2026 | [6 empty] | 2026 | [6 empty] | 2026 | [6 empty] | 2026 | [6 empty] | 2026 | [6 empty] | 2026 | [6 empty] | 2026 | [6 empty] | 2026 | [6 empty] | 2026 | [6 empty] | 2026 | [6 empty] | 2026 | [6 empty] | 2026 | [6 empty] | 2026 | [6 empty] | 2026 | [6 empty] | 2026 | [6 empty] | 2026 | [6 empty] | 2026 | [6 empty] | 2026 | [6 empty] | 2026 | [6 empty] | 2026 | [6 empty] | 2026 | [6 empty] | 2026 | [6 empty] | 2026 | [6 empty] | 2026 | [6 empty] | 2026 | [6 empty] | 2026 | [6 empty] | 2026 | [6 empty] | 2026 | [6 empty] | 2026 |  |  |  | 2027 |  |  | 2027 | [6 empty] | 2027 | [6 empty] | 2027 | [6 empty] | 2027 | [6 empty] | 2027 | [6 empty] | 2027 | [6 empty] | 2027 | [6 empty] | 2027 | [6 empty] | 2027 | [6 empty] | 2027 | [6 empty] | 2027 | [6 empty] | 2027 | [6 empty] | 2027 | [6 empty] | 2027 | [6 empty] | 2027 | [6 empty] | 2027 | [6 empty] | 2027 | [6 empty] | 2027 | [6 empty] | 2027 | [6 empty] | 2027 | [6 empty] | 2027 | [6 empty] | 2027 | [6 empty] | 2027 | [6 empty] | 2027 | [6 empty] | 2027 | [6 empty] | 2027 | [6 empty] | 2027 | [6 empty] | 2027 | [6 empty] | 2027 | [6 empty] | 2027 | [6 empty] | 2027 | [6 empty] | 2027 | [6 empty] | 2027 | [6 empty] | 2027 | [6 empty] | 2027 | [6 empty] | 2027 | [6 empty] | 2027 | [6 empty] | 2027 | [6 empty] | 2027 | [6 empty] | 2027 | [6 empty] | 2027 | [6 empty] | 2027 | [6 empty] | 2027 | [6 empty] | 2027 | [6 empty] | 2027 | [6 empty] | 2027 | [6 empty] | 2027 | [6 empty] | 2027 | [6 empty] | 2027 | [6 empty] | 2027 | [6 empty] | 2027 | [6 empty] | 2027 |  |  |  |  | 2028 |  | 2028 | [6 empty] | 2028 | [6 empty] | 2028 | [6 empty] | 2028 | [6 empty] | 2028
|  |  | Nov |  |  |  | Dec |  |  | Dec | [6 empty] | Dec | [6 empty] | Dec | [6 empty] | Dec | [6 empty] | Jan | [6 empty] | Jan | [6 empty] | Jan | [6 empty] | Jan | [6 empty] | Jan |  |  | Feb |  |  |  | Feb | [6 empty] | Feb | [6 empty] | Feb | [6 empty] | Feb |  |  |  | Mar |  |  | Mar | [6 empty] | Mar | [6 empty] | Mar | [6 empty] | Mar | [6 empty] | Apr | [6 empty] | Apr | [6 empty] | Apr | [6 empty] | Apr | [6 empty] | Apr |  | May |  |  |  |  | May | [6 empty] | May | [6 empty] | May | [6 empty] | May |  |  |  |  | Jun |  | Jun | [6 empty] | Jun | [6 empty] | Jun | [6 empty] | Jun | [6 empty] | Jul | [6 empty] | Jul | [6 empty] | Jul | [6 empty] | Jul | [6 empty] | Jul |  |  | Aug |  |  |  | Aug | [6 empty] | Aug | [6 empty] | Aug | [6 empty] | Aug | [5 empty] | Sep | Sep | [6 empty] | Sep | [6 empty] | Sep | [6 empty] | Sep | [6 empty] | Sep | Oct | [5 empty] | Oct | [6 empty] | Oct | [6 empty] | Oct | [6 empty] | Oct |  |  |  | Nov |  |  | Nov | [6 empty] | Nov | [6 empty] | Nov | [6 empty] | Nov | [5 empty] | Dec | Dec | [6 empty] | Dec | [6 empty] | Dec | [6 empty] | Dec | [6 empty] | Dec |  | Jan |  |  |  |  | Jan | [6 empty] | Jan | [6 empty] | Jan | [6 empty] | Jan |  |  |  |  | Feb |  | Feb | [6 empty] | Feb | [6 empty] | Feb | [6 empty] | Feb |  |  |  |  | Mar |  | Mar | [6 empty] | Mar | [6 empty] | Mar | [6 empty] | Mar | [6 empty] | Mar | Apr | [5 empty] | Apr | [6 empty] | Apr | [6 empty] | Apr | [6 empty] | Apr |  |  | May |  |  |  | May | [6 empty] | May | [6 empty] | May | [6 empty] | May | [5 empty] | Jun | Jun | [6 empty] | Jun | [6 empty] | Jun | [6 empty] | Jun | [6 empty] | Jun | Jul | [5 empty] | Jul | [6 empty] | Jul | [6 empty] | Jul | [6 empty] | Jul |  |  |  | Aug |  |  | Aug | [6 empty] | Aug | [6 empty] | Aug | [6 empty] | Aug | [6 empty] | Sep | [6 empty] | Sep | [6 empty] | Sep | [6 empty] | Sep | [6 empty] | Sep |  | Oct |  |  |  |  | Oct | [6 empty] | Oct | [6 empty] | Oct | [6 empty] | Oct |  |  |  |  | Nov |  | Nov | [6 empty] | Nov | [6 empty] | Nov | [6 empty] | Nov | [6 empty] | Dec | [6 empty] | Dec | [6 empty] | Dec | [6 empty] | Dec | [6 empty] | Dec |  |  | Jan |  |  |  | Jan | [6 empty] | Jan | [6 empty] | Jan | [6 empty] | Jan | [5 empty] | Feb | Feb | [6 empty] | Feb | [6 empty] | Feb | [6 empty] | Feb | [5 empty] | Mar | Mar | [6 empty] | Mar | [6 empty] | Mar | [6 empty] | Mar | [6 empty] | Mar |  | Apr |  |  |  |  | Apr | [6 empty] | Apr | [6 empty] | Apr | [6 empty] | Apr |  |  |  | May |  |  | May | [6 empty] | May | [6 empty] | May | [6 empty] | May | [6 empty] | Jun | [6 empty] | Jun | [6 empty] | Jun | [6 empty] | Jun | [6 empty] | Jun |  | Jul |  |  |  |  | Jul | [6 empty] | Jul | [6 empty] | Jul | [6 empty] | Jul |  |  |  |  | Aug |  | Aug | [6 empty] | Aug | [6 empty] | Aug | [6 empty] | Aug | [6 empty] | Aug | Sep | [5 empty] | Sep | [6 empty] | Sep | [6 empty] | Sep | [6 empty] | Sep |  |  | Oct |  |  |  | Oct | [6 empty] | Oct | [6 empty] | Oct | [6 empty] | Oct | [5 empty] | Nov | Nov | [6 empty] | Nov | [6 empty] | Nov | [6 empty] | Nov | [6 empty] | Nov | Dec | [5 empty] | Dec | [6 empty] | Dec | [6 empty] | Dec | [6 empty] | Dec |  |  |  | Jan |  |  | Jan | [6 empty] | Jan | [6 empty] | Jan | [6 empty] | Jan | [6 empty] | Feb | [6 empty] | Feb | [6 empty] | Feb | [6 empty] | Feb | [6 empty] | Mar | [6 empty] | Mar | [6 empty] | Mar | [6 empty] | Mar | [6 empty] | Mar |  |  | Apr |  |  |  | Apr | [6 empty] | Apr | [6 empty] | Apr | [6 empty] | Apr |  |  |  |  | May |  | May | [6 empty] | May | [6 empty] | May | [6 empty] | May | [6 empty] | May | Jun | [5 empty] | Jun | [6 empty] | Jun | [6 empty] | Jun | [6 empty] | Jun |  |  | Jul |  |  |  | Jul | [6 empty] | Jul | [6 empty] | Jul | [6 empty] | Jul | [5 empty] | Aug | Aug | [6 empty] | Aug | [6 empty] | Aug | [6 empty] | Aug | [6 empty] | Aug |  | Sep |  |  |  |  | Sep | [6 empty] | Sep | [6 empty] | Sep | [6 empty] | Sep |  |  |  | Oct |  |  | Oct | [6 empty] | Oct | [6 empty] | Oct | [6 empty] | Oct | [6 empty] | Nov | [6 empty] | Nov | [6 empty] | Nov | [6 empty] | Nov | [6 empty] | Nov |  | Dec |  |  |  |  | Dec | [6 empty] | Dec | [6 empty] | Dec | [6 empty] | Dec |  |  |  |  | Jan |  | Jan | [6 empty] | Jan | [6 empty] | Jan | [6 empty] | Jan | [6 empty] | Jan | Feb
|  |  | 27 | 28 | 29 | 30 | 01 | 02 | 03 | 04 | 05 | 06 | 07 | 08 | 09 | 10 | 11 | 12 | 13 | 14 | 15 | 16 | 17 | 18 | 19 | 20 | 21 | 22 | 23 | 24 | 25 | 26 | 27 | 28 | 29 | 30 | 31 | 01 | 02 | 03 | 04 | 05 | 06 | 07 | 08 | 09 | 10 | 11 | 12 | 13 | 14 | 15 | 16 | 17 | 18 | 19 | 20 | 21 | 22 | 23 | 24 | 25 | 26 | 27 | 28 | 29 | 30 | 31 | 01 | 02 | 03 | 04 | 05 | 06 | 07 | 08 | 09 | 10 | 11 | 12 | 13 | 14 | 15 | 16 | 17 | 18 | 19 | 20 | 21 | 22 | 23 | 24 | 25 | 26 | 27 | 28 | 29 | 01 | 02 | 03 | 04 | 05 | 06 | 07 | 08 | 09 | 10 | 11 | 12 | 13 | 14 | 15 | 16 | 17 | 18 | 19 | 20 | 21 | 22 | 23 | 24 | 25 | 26 | 27 | 28 | 29 | 30 | 31 | 01 | 02 | 03 | 04 | 05 | 06 | 07 | 08 | 09 | 10 | 11 | 12 | 13 | 14 | 15 | 16 | 17 | 18 | 19 | 20 | 21 | 22 | 23 | 24 | 25 | 26 | 27 | 28 | 29 | 30 | 01 | 02 | 03 | 04 | 05 | 06 | 07 | 08 | 09 | 10 | 11 | 12 | 13 | 14 | 15 | 16 | 17 | 18 | 19 | 20 | 21 | 22 | 23 | 24 | 25 | 26 | 27 | 28 | 29 | 30 | 31 | 01 | 02 | 03 | 04 | 05 | 06 | 07 | 08 | 09 | 10 | 11 | 12 | 13 | 14 | 15 | 16 | 17 | 18 | 19 | 20 | 21 | 22 | 23 | 24 | 25 | 26 | 27 | 28 | 29 | 30 | 01 | 02 | 03 | 04 | 05 | 06 | 07 | 08 | 09 | 10 | 11 | 12 | 13 | 14 | 15 | 16 | 17 | 18 | 19 | 20 | 21 | 22 | 23 | 24 | 25 | 26 | 27 | 28 | 29 | 30 | 31 | 01 | 02 | 03 | 04 | 05 | 06 | 07 | 08 | 09 | 10 | 11 | 12 | 13 | 14 | 15 | 16 | 17 | 18 | 19 | 20 | 21 | 22 | 23 | 24 | 25 | 26 | 27 | 28 | 29 | 30 | 31 | 01 | 02 | 03 | 04 | 05 | 06 | 07 | 08 | 09 | 10 | 11 | 12 | 13 | 14 | 15 | 16 | 17 | 18 | 19 | 20 | 21 | 22 | 23 | 24 | 25 | 26 | 27 | 28 | 29 | 30 | 01 | 02 | 03 | 04 | 05 | 06 | 07 | 08 | 09 | 10 | 11 | 12 | 13 | 14 | 15 | 16 | 17 | 18 | 19 | 20 | 21 | 22 | 23 | 24 | 25 | 26 | 27 | 28 | 29 | 30 | 31 | 01 | 02 | 03 | 04 | 05 | 06 | 07 | 08 | 09 | 10 | 11 | 12 | 13 | 14 | 15 | 16 | 17 | 18 | 19 | 20 | 21 | 22 | 23 | 24 | 25 | 26 | 27 | 28 | 29 | 30 | 01 | 02 | 03 | 04 | 05 | 06 | 07 | 08 | 09 | 10 | 11 | 12 | 13 | 14 | 15 | 16 | 17 | 18 | 19 | 20 | 21 | 22 | 23 | 24 | 25 | 26 | 27 | 28 | 29 | 30 | 31 | 01 | 02 | 03 | 04 | 05 | 06 | 07 | 08 | 09 | 10 | 11 | 12 | 13 | 14 | 15 | 16 | 17 | 18 | 19 | 20 | 21 | 22 | 23 | 24 | 25 | 26 | 27 | 28 | 29 | 30 | 31 | 01 | 02 | 03 | 04 | 05 | 06 | 07 | 08 | 09 | 10 | 11 | 12 | 13 | 14 | 15 | 16 | 17 | 18 | 19 | 20 | 21 | 22 | 23 | 24 | 25 | 26 | 27 | 28 | 01 | 02 | 03 | 04 | 05 | 06 | 07 | 08 | 09 | 10 | 11 | 12 | 13 | 14 | 15 | 16 | 17 | 18 | 19 | 20 | 21 | 22 | 23 | 24 | 25 | 26 | 27 | 28 | 29 | 30 | 31 | 01 | 02 | 03 | 04 | 05 | 06 | 07 | 08 | 09 | 10 | 11 | 12 | 13 | 14 | 15 | 16 | 17 | 18 | 19 | 20 | 21 | 22 | 23 | 24 | 25 | 26 | 27 | 28 | 29 | 30 | 01 | 02 | 03 | 04 | 05 | 06 | 07 | 08 | 09 | 10 | 11 | 12 | 13 | 14 | 15 | 16 | 17 | 18 | 19 | 20 | 21 | 22 | 23 | 24 | 25 | 26 | 27 | 28 | 29 | 30 | 31 | 01 | 02 | 03 | 04 | 05 | 06 | 07 | 08 | 09 | 10 | 11 | 12 | 13 | 14 | 15 | 16 | 17 | 18 | 19 | 20 | 21 | 22 | 23 | 24 | 25 | 26 | 27 | 28 | 29 | 30 | 01 | 02 | 03 | 04 | 05 | 06 | 07 | 08 | 09 | 10 | 11 | 12 | 13 | 14 | 15 | 16 | 17 | 18 | 19 | 20 | 21 | 22 | 23 | 24 | 25 | 26 | 27 | 28 | 29 | 30 | 31 | 01 | 02 | 03 | 04 | 05 | 06 | 07 | 08 | 09 | 10 | 11 | 12 | 13 | 14 | 15 | 16 | 17 | 18 | 19 | 20 | 21 | 22 | 23 | 24 | 25 | 26 | 27 | 28 | 29 | 30 | 31 | 01 | 02 | 03 | 04 | 05 | 06 | 07 | 08 | 09 | 10 | 11 | 12 | 13 | 14 | 15 | 16 | 17 | 18 | 19 | 20 | 21 | 22 | 23 | 24 | 25 | 26 | 27 | 28 | 29 | 30 | 01 | 02 | 03 | 04 | 05 | 06 | 07 | 08 | 09 | 10 | 11 | 12 | 13 | 14 | 15 | 16 | 17 | 18 | 19 | 20 | 21 | 22 | 23 | 24 | 25 | 26 | 27 | 28 | 29 | 30 | 31 | 01 | 02 | 03 | 04 | 05 | 06 | 07 | 08 | 09 | 10 | 11 | 12 | 13 | 14 | 15 | 16 | 17 | 18 | 19 | 20 | 21 | 22 | 23 | 24 | 25 | 26 | 27 | 28 | 29 | 30 | 01 | 02 | 03 | 04 | 05 | 06 | 07 | 08 | 09 | 10 | 11 | 12 | 13 | 14 | 15 | 16 | 17 | 18 | 19 | 20 | 21 | 22 | 23 | 24 | 25 | 26 | 27 | 28 | 29 | 30 | 31 | 01 | 02 | 03 | 04 | 05 | 06 | 07 | 08 | 09 | 10 | 11 | 12 | 13 | 14 | 15 | 16 | 17 | 18 | 19 | 20 | 21 | 22 | 23 | 24 | 25 | 26 | 27 | 28 | 29 | 30 | 31 | 01 | 02 | 03 | 04 | 05 | 06 | 07 | 08 | 09 | 10 | 11 | 12 | 13 | 14 | 15 | 16 | 17 | 18 | 19 | 20 | 21 | 22 | 23 | 24 | 25 | 26 | 27 | 28 | 01 | 02 | 03 | 04 | 05 | 06 | 07 | 08 | 09 | 10 | 11 | 12 | 13 | 14 | 15 | 16 | 17 | 18 | 19 | 20 | 21 | 22 | 23 | 24 | 25 | 26 | 27 | 28 | 29 | 30 | 31 | 01 | 02 | 03 | 04 | 05 | 06 | 07 | 08 | 09 | 10 | 11 | 12 | 13 | 14 | 15 | 16 | 17 | 18 | 19 | 20 | 21 | 22 | 23 | 24 | 25 | 26 | 27 | 28 | 29 | 30 | 01 | 02 | 03 | 04 | 05 | 06 | 07 | 08 | 09 | 10 | 11 | 12 | 13 | 14 | 15 | 16 | 17 | 18 | 19 | 20 | 21 | 22 | 23 | 24 | 25 | 26 | 27 | 28 | 29 | 30 | 31 | 01 | 02 | 03 | 04 | 05 | 06 | 07 | 08 | 09 | 10 | 11 | 12 | 13 | 14 | 15 | 16 | 17 | 18 | 19 | 20 | 21 | 22 | 23 | 24 | 25 | 26 | 27 | 28 | 29 | 30 | 01 | 02 | 03 | 04 | 05 | 06 | 07 | 08 | 09 | 10 | 11 | 12 | 13 | 14 | 15 | 16 | 17 | 18 | 19 | 20 | 21 | 22 | 23 | 24 | 25 | 26 | 27 | 28 | 29 | 30 | 31 | 01 | 02 | 03 | 04 | 05 | 06 | 07 | 08 | 09 | 10 | 11 | 12 | 13 | 14 | 15 | 16 | 17 | 18 | 19 | 20 | 21 | 22 | 23 | 24 | 25 | 26 | 27 | 28 | 29 | 30 | 31 | 01 | 02 | 03 | 04 | 05 | 06 | 07 | 08 | 09 | 10 | 11 | 12 | 13 | 14 | 15 | 16 | 17 | 18 | 19 | 20 | 21 | 22 | 23 | 24 | 25 | 26 | 27 | 28 | 29 | 30 | 01 | 02 | 03 | 04 | 05 | 06 | 07 | 08 | 09 | 10 | 11 | 12 | 13 | 14 | 15 | 16 | 17 | 18 | 19 | 20 | 21 | 22 | 23 | 24 | 25 | 26 | 27 | 28 | 29 | 30 | 31 | 01 | 02 | 03 | 04 | 05 | 06 | 07 | 08 | 09 | 10 | 11 | 12 | 13 | 14 | 15 | 16 | 17 | 18 | 19 | 20 | 21 | 22 | 23 | 24 | 25 | 26 | 27 | 28 | 29 | 30 | 01 | 02 | 03 | 04 | 05 | 06 | 07 | 08 | 09 | 10 | 11 | 12 | 13 | 14 | 15 | 16 | 17 | 18 | 19 | 20 | 21 | 22 | 23 | 24 | 25 | 26 | 27 | 28 | 29 | 30 | 31 | 01 | 02 | 03 | 04 | 05 | 06 | 07 | 08 | 09 | 10 | 11 | 12 | 13 | 14 | 15 | 16 | 17 | 18 | 19 | 20 | 21 | 22 | 23 | 24 | 25 | 26 | 27 | 28 | 29 | 30 | 31 | 01 | 02 | 03 | 04 | 05 | 06 | 07 | 08 | 09 | 10 | 11 | 12 | 13 | 14 | 15 | 16 | 17 | 18 | 19 | 20 | 21 | 22 | 23 | 24 | 25 | 26 | 27 | 28 | 01 | 02 | 03 | 04 | 05 | 06 | 07 | 08 | 09 | 10 | 11 | 12 | 13 | 14 | 15 | 16 | 17 | 18 | 19 | 20 | 21 | 22 | 23 | 24 | 25 | 26 | 27 | 28 | 29 | 30 | 31 | 01 | 02 | 03 | 04 | 05 | 06 | 07 | 08 | 09 | 10 | 11 | 12 | 13 | 14 | 15 | 16 | 17 | 18 | 19 | 20 | 21 | 22 | 23 | 24 | 25 | 26 | 27 | 28 | 29 | 30 | 01 | 02 | 03 | 04 | 05 | 06 | 07 | 08 | 09 | 10 | 11 | 12 | 13 | 14 | 15 | 16 | 17 | 18 | 19 | 20 | 21 | 22 | 23 | 24 | 25 | 26 | 27 | 28 | 29 | 30 | 31 | 01 | 02 | 03 | 04 | 05 | 06 | 07 | 08 | 09 | 10 | 11 | 12 | 13 | 14 | 15 | 16 | 17 | 18 | 19 | 20 | 21 | 22 | 23 | 24 | 25 | 26 | 27 | 28 | 29 | 30 | 01 | 02 | 03 | 04 | 05 | 06 | 07 | 08 | 09 | 10 | 11 | 12 | 13 | 14 | 15 | 16 | 17 | 18 | 19 | 20 | 21 | 22 | 23 | 24 | 25 | 26 | 27 | 28 | 29 | 30 | 31 | 01 | 02 | 03 | 04 | 05 | 06 | 07 | 08 | 09 | 10 | 11 | 12 | 13 | 14 | 15 | 16 | 17 | 18 | 19 | 20 | 21 | 22 | 23 | 24 | 25 | 26 | 27 | 28 | 29 | 30 | 31 | 01 | 02 | 03 | 04 | 05 | 06 | 07 | 08 | 09 | 10 | 11 | 12 | 13 | 14 | 15 | 16 | 17 | 18 | 19 | 20 | 21 | 22 | 23 | 24 | 25 | 26 | 27 | 28 | 29 | 30 | 01 | 02 | 03 | 04 | 05 | 06 | 07 | 08 | 09 | 10 | 11 | 12 | 13 | 14 | 15 | 16 | 17 | 18 | 19 | 20 | 21 | 22 | 23 | 24 | 25 | 26 | 27 | 28 | 29 | 30 | 31 | 01 | 02 | 03 | 04 | 05 | 06 | 07 | 08 | 09 | 10 | 11 | 12 | 13 | 14 | 15 | 16 | 17 | 18 | 19 | 20 | 21 | 22 | 23 | 24 | 25 | 26 | 27 | 28 | 29 | 30 | 01 | 02 | 03 | 04 | 05 | 06 | 07 | 08 | 09 | 10 | 11 | 12 | 13 | 14 | 15 | 16 | 17 | 18 | 19 | 20 | 21 | 22 | 23 | 24 | 25 | 26 | 27 | 28 | 29 | 30 | 31 | 01 | 02 | 03 | 04 | 05 | 06 | 07 | 08 | 09 | 10 | 11 | 12 | 13 | 14 | 15 | 16 | 17 | 18 | 19 | 20 | 21 | 22 | 23 | 24 | 25 | 26 | 27 | 28 | 29 | 30 | 31 | 01 | 02 | 03 | 04
phase | location | area | Mon | Tue | Wed | Thu | Fri | Sat | Sun | Mon | Tue | Wed | Thu | Fri | Sat | Sun | Mon | Tue | Wed | Thu | Fri | Sat | Sun | Mon | Tue | Wed | Thu | Fri | Sat | Sun | Mon | Tue | Wed | Thu | Fri | Sat | Sun | Mon | Tue | Wed | Thu | Fri | Sat | Sun | Mon | Tue | Wed | Thu | Fri | Sat | Sun | Mon | Tue | Wed | Thu | Fri | Sat | Sun | Mon | Tue | Wed | Thu | Fri | Sat | Sun | Mon | Tue | Wed | Thu | Fri | Sat | Sun | Mon | Tue | Wed | Thu | Fri | Sat | Sun | Mon | Tue | Wed | Thu | Fri | Sat | Sun | Mon | Tue | Wed | Thu | Fri | Sat | Sun | Mon | Tue | Wed | Thu | Fri | Sat | Sun | Mon | Tue | Wed | Thu | Fri | Sat | Sun | Mon | Tue | Wed | Thu | Fri | Sat | Sun | Mon | Tue | Wed | Thu | Fri | Sat | Sun | Mon | Tue | Wed | Thu | Fri | Sat | Sun | Mon | Tue | Wed | Thu | Fri | Sat | Sun | Mon | Tue | Wed | Thu | Fri | Sat | Sun | Mon | Tue | Wed | Thu | Fri | Sat | Sun | Mon | Tue | Wed | Thu | Fri | Sat | Sun | Mon | Tue | Wed | Thu | Fri | Sat | Sun | Mon | Tue | Wed | Thu | Fri | Sat | Sun | Mon | Tue | Wed | Thu | Fri | Sat | Sun | Mon | Tue | Wed | Thu | Fri | Sat | Sun | Mon | Tue | Wed | Thu | Fri | Sat | Sun | Mon | Tue | Wed | Thu | Fri | Sat | Sun | Mon | Tue | Wed | Thu | Fri | Sat | Sun | Mon | Tue | Wed | Thu | Fri | Sat | Sun | Mon | Tue | Wed | Thu | Fri | Sat | Sun | Mon | Tue | Wed | Thu | Fri | Sat | Sun | Mon | Tue | Wed | Thu | Fri | Sat | Sun | Mon | Tue | Wed | Thu | Fri | Sat | Sun | Mon | Tue | Wed | Thu | Fri | Sat | Sun | Mon | Tue | Wed | Thu | Fri | Sat | Sun | Mon | Tue | Wed | Thu | Fri | Sat | Sun | Mon | Tue | Wed | Thu | Fri | Sat | Sun | Mon | Tue | Wed | Thu | Fri | Sat | Sun | Mon | Tue | Wed | Thu | Fri | Sat | Sun | Mon | Tue | Wed | Thu | Fri | Sat | Sun | Mon | Tue | Wed | Thu | Fri | Sat | Sun | Mon | Tue | Wed | Thu | Fri | Sat | Sun | Mon | Tue | Wed | Thu | Fri | Sat | Sun | Mon | Tue | Wed | Thu | Fri | Sat | Sun | Mon | Tue | Wed | Thu | Fri | Sat | Sun | Mon | Tue | Wed | Thu | Fri | Sat | Sun | Mon | Tue | Wed | Thu | Fri | Sat | Sun | Mon | Tue | Wed | Thu | Fri | Sat | Sun | Mon | Tue | Wed | Thu | Fri | Sat | Sun | Mon | Tue | Wed | Thu | Fri | Sat | Sun | Mon | Tue | Wed | Thu | Fri | Sat | Sun | Mon | Tue | Wed | Thu | Fri | Sat | Sun | Mon | Tue | Wed | Thu | Fri | Sat | Sun | Mon | Tue | Wed | Thu | Fri | Sat | Sun | Mon | Tue | Wed | Thu | Fri | Sat | Sun | Mon | Tue | Wed | Thu | Fri | Sat | Sun | Mon | Tue | Wed | Thu | Fri | Sat | Sun | Mon | Tue | Wed | Thu | Fri | Sat | Sun | Mon | Tue | Wed | Thu | Fri | Sat | Sun | Mon | Tue | Wed | Thu | Fri | Sat | Sun | Mon | Tue | Wed | Thu | Fri | Sat | Sun | Mon | Tue | Wed | Thu | Fri | Sat | Sun | Mon | Tue | Wed | Thu | Fri | Sat | Sun | Mon | Tue | Wed | Thu | Fri | Sat | Sun | Mon | Tue | Wed | Thu | Fri | Sat | Sun | Mon | Tue | Wed | Thu | Fri | Sat | Sun | Mon | Tue | Wed | Thu | Fri | Sat | Sun | Mon | Tue | Wed | Thu | Fri | Sat | Sun | Mon | Tue | Wed | Thu | Fri | Sat | Sun | Mon | Tue | Wed | Thu | Fri | Sat | Sun | Mon | Tue | Wed | Thu | Fri | Sat | Sun | Mon | Tue | Wed | Thu | Fri | Sat | Sun | Mon | Tue | Wed | Thu | Fri | Sat | Sun | Mon | Tue | Wed | Thu | Fri | Sat | Sun | Mon | Tue | Wed | Thu | Fri | Sat | Sun | Mon | Tue | Wed | Thu | Fri | Sat | Sun | Mon | Tue | Wed | Thu | Fri | Sat | Sun | Mon | Tue | Wed | Thu | Fri | Sat | Sun | Mon | Tue | Wed | Thu | Fri | Sat | Sun | Mon | Tue | Wed | Thu | Fri | Sat | Sun | Mon | Tue | Wed | Thu | Fri | Sat | Sun | Mon | Tue | Wed | Thu | Fri | Sat | Sun | Mon | Tue | Wed | Thu | Fri | Sat | Sun | Mon | Tue | Wed | Thu | Fri | Sat | Sun | Mon | Tue | Wed | Thu | Fri | Sat | Sun | Mon | Tue | Wed | Thu | Fri | Sat | Sun | Mon | Tue | Wed | Thu | Fri | Sat | Sun | Mon | Tue | Wed | Thu | Fri | Sat | Sun | Mon | Tue | Wed | Thu | Fri | Sat | Sun | Mon | Tue | Wed | Thu | Fri | Sat | Sun | Mon | Tue | Wed | Thu | Fri | Sat | Sun | Mon | Tue | Wed | Thu | Fri | Sat | Sun | Mon | Tue | Wed | Thu | Fri | Sat | Sun | Mon | Tue | Wed | Thu | Fri | Sat | Sun | Mon | Tue | Wed | Thu | Fri | Sat | Sun | Mon | Tue | Wed | Thu | Fri | Sat | Sun | Mon | Tue | Wed | Thu | Fri | Sat | Sun | Mon | Tue | Wed | Thu | Fri | Sat | Sun | Mon | Tue | Wed | Thu | Fri | Sat | Sun | Mon | Tue | Wed | Thu | Fri | Sat | Sun | Mon | Tue | Wed | Thu | Fri | Sat | Sun | Mon | Tue | Wed | Thu | Fri | Sat | Sun | Mon | Tue | Wed | Thu | Fri | Sat | Sun | Mon | Tue | Wed | Thu | Fri | Sat | Sun | Mon | Tue | Wed | Thu | Fri | Sat | Sun | Mon | Tue | Wed | Thu | Fri | Sat | Sun | Mon | Tue | Wed | Thu | Fri | Sat | Sun | Mon | Tue | Wed | Thu | Fri | Sat | Sun | Mon | Tue | Wed | Thu | Fri | Sat | Sun | Mon | Tue | Wed | Thu | Fri | Sat | Sun | Mon | Tue | Wed | Thu | Fri | Sat | Sun | Mon | Tue | Wed | Thu | Fri | Sat | Sun | Mon | Tue | Wed | Thu | Fri | Sat | Sun | Mon | Tue | Wed | Thu | Fri | Sat | Sun | Mon | Tue | Wed | Thu | Fri | Sat | Sun | Mon | Tue | Wed | Thu | Fri | Sat | Sun | Mon | Tue | Wed | Thu | Fri | Sat | Sun | Mon | Tue | Wed | Thu | Fri | Sat | Sun | Mon | Tue | Wed | Thu | Fri | Sat | Sun | Mon | Tue | Wed | Thu | Fri | Sat | Sun | Mon | Tue | Wed | Thu | Fri | Sat | Sun | Mon | Tue | Wed | Thu | Fri | Sat | Sun | Mon | Tue | Wed | Thu | Fri | Sat | Sun | Mon | Tue | Wed | Thu | Fri | Sat | Sun | Mon | Tue | Wed | Thu | Fri | Sat | Sun | Mon | Tue | Wed | Thu | Fri | Sat | Sun | Mon | Tue | Wed | Thu | Fri | Sat | Sun | Mon | Tue | Wed | Thu | Fri | Sat | Sun | Mon | Tue | Wed | Thu | Fri | Sat | Sun | Mon | Tue | Wed | Thu | Fri | Sat | Sun | Mon | Tue | Wed | Thu | Fri | Sat | Sun | Mon | Tue | Wed | Thu | Fri | Sat | Sun | Mon | Tue | Wed | Thu | Fri | Sat | Sun | Mon | Tue | Wed | Thu | Fri | Sat | Sun | Mon | Tue | Wed | Thu | Fri | Sat | Sun | Mon | Tue | Wed | Thu | Fri | Sat | Sun | Mon | Tue | Wed | Thu | Fri | Sat | Sun | Mon | Tue | Wed | Thu | Fri | Sat | Sun | Mon | Tue | Wed | Thu | Fri | Sat | Sun | Mon | Tue | Wed | Thu | Fri | Sat | Sun | Mon | Tue | Wed | Thu | Fri | Sat | Sun | Mon | Tue | Wed | Thu | Fri | Sat | Sun | Mon | Tue | Wed | Thu | Fri | Sat | Sun | Mon | Tue | Wed | Thu | Fri | Sat | Sun | Mon | Tue | Wed | Thu | Fri | Sat | Sun | Mon | Tue | Wed | Thu | Fri | Sat | Sun | Mon | Tue | Wed | Thu | Fri | Sat | Sun | Mon | Tue | Wed | Thu | Fri | Sat | Sun | Mon | Tue | Wed | Thu | Fri | Sat | Sun | Mon | Tue | Wed | Thu | Fri | Sat | Sun | Mon | Tue | Wed | Thu | Fri | Sat | Sun | Mon | Tue | Wed | Thu | Fri | Sat | Sun | Mon | Tue | Wed | Thu | Fri | Sat | Sun | Mon | Tue | Wed | Thu | Fri | Sat | Sun | Mon | Tue | Wed | Thu | Fri | Sat | Sun | Mon | Tue | Wed | Thu | Fri | Sat | Sun | Mon | Tue | Wed | Thu | Fri | Sat | Sun | Mon | Tue | Wed | Thu | Fri | Sat | Sun | Mon | Tue | Wed | Thu | Fri | Sat | Sun | Mon | Tue | Wed | Thu | Fri | Sat | Sun | Mon | Tue | Wed | Thu | Fri | Sat | Sun | Mon | Tue | Wed | Thu | Fri | Sat | Sun | Mon | Tue | Wed | Thu | Fri | Sat | Sun | Mon | Tue | Wed | Thu | Fri | Sat | Sun | Mon | Tue | Wed | Thu | Fri | Sat | Sun | Mon | Tue | Wed | Thu | Fri | Sat | Sun | Mon | Tue | Wed | Thu | Fri | Sat | Sun | Mon | Tue | Wed | Thu | Fri | Sat | Sun | Mon | Tue | Wed | Thu | Fri | Sat | Sun | Mon | Tue | Wed | Thu | Fri | Sat | Sun | Mon | Tue | Wed | Thu | Fri | Sat | Sun | Mon | Tue | Wed | Thu | Fri | Sat | Sun | Mon | Tue | Wed | Thu | Fri | Sat | Sun | Mon | Tue | Wed | Thu | Fri | Sat | Sun | Mon | Tue | Wed | Thu | Fri | Sat | Sun | Mon | Tue | Wed | Thu | Fri | Sat | Sun | Mon | Tue | Wed | Thu | Fri | Sat | Sun | Mon | Tue | Wed | Thu | Fri | Sat | Sun | Mon | Tue | Wed | Thu | Fri | Sat | Sun | Mon | Tue | Wed | Thu | Fri | Sat | Sun | Mon | Tue | Wed | Thu | Fri | Sat | Sun | Mon | Tue | Wed | Thu | Fri | Sat | Sun | Mon | Tue | Wed | Thu | Fri | Sat | Sun | Mon | Tue | Wed | Thu | Fri | Sat | Sun | Mon | Tue | Wed | Thu | Fri | Sat | Sun | Mon | Tue | Wed | Thu | Fri | Sat | Sun | Mon | Tue | Wed | Thu | Fri | Sat | Sun | Mon | Tue | Wed | Thu | Fri | Sat | Sun | Mon | Tue | Wed | Thu | Fri | Sat | Sun | Mon | Tue | Wed | Thu | Fri | Sat | Sun | Mon | Tue | Wed | Thu | Fri | Sat | Sun | Mon | Tue | Wed | Thu | Fri | Sat | Sun | Mon | Tue | Wed | Thu | Fri | Sat | Sun | Mon | Tue | Wed | Thu | Fri | Sat | Sun | Mon | Tue | Wed | Thu | Fri | Sat | Sun | Mon | Tue | Wed | Thu | Fri | Sat | Sun | Mon | Tue | Wed | Thu | Fri | Sat | Sun | Mon | Tue | Wed | Thu | Fri | Sat | Sun | Mon | Tue | Wed | Thu | Fri | Sat | Sun | Mon | Tue | Wed | Thu | Fri | Sat | Sun | Mon | Tue | Wed | Thu | Fri | Sat | Sun | Mon | Tue | Wed | Thu | Fri | Sat | Sun | Mon | Tue | Wed | Thu | Fri | Sat | Sun | Mon | Tue | Wed | Thu | Fri | Sat | Sun | Mon | Tue | Wed | Thu | Fri | Sat | Sun | Mon | Tue | Wed | Thu | Fri | Sat | Sun | Mon | Tue | Wed | Thu | Fri | Sat | Sun | Mon | Tue | Wed | Thu | Fri | Sat | Sun | Mon | Tue | Wed | Thu | Fri | Sat | Sun | Mon | Tue | Wed | Thu | Fri | Sat | Sun | Mon | Tue | Wed | Thu | Fri | Sat | Sun | Mon | Tue | Wed | Thu | Fri | Sat | Sun | Mon | Tue | Wed | Thu | Fri | Sat | Sun | Mon | Tue | Wed | Thu | Fri | Sat | Sun | Mon | Tue | Wed | Thu | Fri | Sat | Sun | Mon | Tue | Wed | Thu | Fri | Sat | Sun | Mon | Tue | Wed | Thu | Fri | Sat | Sun | Mon | Tue | Wed | Thu | Fri
Procurement | Canopies | Canopies | bar: Apr 16 Wed to Sep 26 Fri; Sep 29 Mon to Mar 20 Fri; Mar 23 Mon to Apr 17 Fri
[587 empty] | PR | PR | PR | PR | PR | PR | PR | PR | PR | PR | PR | PR | PR | PR | PR | PR | PR | PR | PR | PR | PR | PR | PR | PR | PR | PR | PR | PR | PR | PR | PR | PR | PR | PR | PR | PR | PR | PR | PR | PR | PR | PR | PR | PR | PR | PR | PR | PR | PR | PR | PR | PR | PR | PR | PR | PR | PR | PR | PR | PR | PR | PR | PR | PR | PR | PR | PR | PR | PR | PR | PR | PR | PR | PR | PR | PR | PR | PR | PR | PR | PR | PR | PR | PR | PR | PR
| Foundations | Foundations | bar: Feb 05 Wed to Apr 08 Tue
| Interiors | Interiors | bar: Apr 28 Mon to Sep 02 Tue; Oct 28 Wed to Jan 04 Mon
| MEP/LV | MEP/LV | bar: Mar 03 Mon to Mar 21 Fri; Mar 24 Mon to Apr 11 Fri; Apr 14 Mon to Aug 05 Tue
[465 empty] | PR | PR | PR | PR | PR | PR | PR | PR | PR | PR | PR | PR | PR | PR | PR | PR | PR | PR | PR | PR | PR | PR | PR | PR | PR | PR | PR | PR | PR | PR | PR | PR | PR | PR | PR | PR | PR | PR | PR | PR | PR | PR | PR | PR | PR | PR | PR | PR | PR | PR | PR | PR | PR | PR | PR | PR | PR | PR | PR | PR | PR |  |  | PR | PR | PR | PR | PR | PR | PR | PR | PR | PR | PR | PR | PR | PR | PR | PR | PR | PR | PR |  |  |  | PR | PR | PR | PR | PR | PR | PR | PR | PR | PR | PR | PR | PR | PR | PR | PR | PR | PR | PR | PR | PR | PR | PR | PR | PR | PR | PR | PR | PR | PR | PR | PR | PR | PR | PR | PR | PR | PR | PR | PR | PR | PR | PR | PR | PR | PR | PR | PR | PR | PR | PR | PR | PR | PR | PR | PR | PR | PR | PR | PR | PR | PR | PR | PR | PR | PR | PR | PR | PR | PR | PR | PR | PR | PR | PR | PR | PR | PR | PR | PR | PR | PR | PR | PR | PR
| Material | Material | bar: Nov 04 Mon to Nov 08 Fri; Nov 11 Mon to Jan 31 Fri; Feb 03 Mon to Feb 04 Tue; Feb 19 Wed to Feb 21 Fri; Feb 24 Mon to Apr 25 Fri
[353 empty] | PR | PR | PR | PR | PR | PR | PR | PR | PR | PR | PR | PR | PR | PR | PR | PR | PR | PR | PR | PR | PR | PR | PR | PR | PR | PR | PR | PR | PR | PR | PR | PR | PR | PR | PR | PR | PR | PR | PR | PR | PR | PR | PR | PR | PR | PR | PR | PR | PR | PR | PR | PR | PR | PR | PR | PR | PR | [27 empty] | PR | PR | PR | PR | PR
[353 empty] | PR | PR | PR | PR | PR | PR | PR | PR | PR | PR | PR | PR | PR | PR | PR | PR | PR | PR | PR | PR | PR | PR | PR | PR | PR | PR | PR | PR | PR | PR | PR | PR | PR | PR | PR | PR | PR | PR | PR | PR | PR | PR | PR | PR | PR | PR | PR | PR | PR | PR | PR | PR | PR | PR | PR | PR | PR | [27 empty] | PR | PR | PR | PR | PR
[353 empty] | PR | PR | PR | PR | PR | PR | PR | PR | PR | PR | PR | PR | PR | PR | PR | PR | PR | PR | PR | PR | PR | PR | PR | PR | PR | PR | PR | PR | PR | PR | PR | PR | PR | PR | PR | PR | PR | PR | PR | PR | PR | PR | PR | PR | PR | PR | PR | PR | PR | PR | PR | PR | PR | PR | PR | PR | PR | [27 empty] | PR | PR | PR | PR | PR
[437 empty] | PR | PR | PR | PR | PR | PR | PR | PR | PR | PR | PR | PR
[437 empty] | PR | PR | PR | PR | PR | PR | PR | PR | PR | PR | PR | PR
[437 empty] | PR | PR | PR | PR | PR | PR | PR | PR | PR | PR | PR | PR | PR | PR | PR | PR
[437 empty] | PR | PR | PR | PR | PR | PR | PR | PR | PR | PR | PR | PR | PR | PR | PR | PR | PR | PR | PR
[437 empty] | PR | PR | PR | PR | PR | PR | PR | PR | PR | PR | PR | PR | PR | PR | PR | PR | PR | PR | PR | PR | PR | PR | PR | PR | PR | PR
| Structural Steel | Structural Steel | bar: Feb 05 Wed to May 06 Tue; May 21 Wed to Jul 31 Thu
[446 empty] | PR | PR | PR | PR | PR | PR | PR | PR | PR | PR | PR | PR | PR | PR | PR | PR | PR | PR | PR | PR | PR | PR | PR | PR | PR | PR | PR | PR | PR | PR | PR | PR | PR | PR | PR | PR | PR | PR | PR | PR | PR | PR | PR | PR | PR | PR | PR | PR | PR | PR | PR | PR | PR | PR | PR | PR | PR | PR | PR | PR | PR | PR | PR | PR | PR | PR | PR | PR | PR | PR | PR | PR | PR | PR | PR | PR | PR | PR | PR | PR | PR | PR | PR | PR | PR | PR | PR | PR | PR | PR | PR | PR | PR | PR | PR | PR | PR | PR
[446 empty] | PR | PR | PR | PR | PR | PR | PR | PR | PR | PR | PR | PR | PR | PR | PR | PR | PR | PR | PR | PR | PR | PR | PR | PR | PR | PR | PR | PR | PR | PR | PR | PR | PR | PR | PR | PR | PR | PR | PR | PR | PR | PR | PR | PR | PR | PR | PR | PR | PR | PR | PR | PR | PR | PR | PR | PR | PR | PR | PR | PR | PR | PR | PR | PR | PR | PR | PR | PR | PR | PR | PR | PR | PR | PR | PR | PR | PR | PR | PR | PR | PR | PR | PR | PR | PR | PR | PR | PR | PR | PR | PR | PR | PR | PR | PR | PR | PR | PR | PR | PR | PR | PR | PR | PR | PR | PR
| Vertical | Vertical | bar: Feb 24 Mon to Apr 04 Fri; Jan 23 Fri to Oct 27 Tue
MILESTONES/HAMMOCKS | Canopy | Canopy | Jul 28 Tue: M/H
| Conditioned Air | Conditioned Air | Jan 21 Wed: M/H
| Dry-in | Dry-in | Nov 06 Thu: M/H
| Structure | Structure | Oct 02 Thu: M/H
| TCO | TCO | Jun 30 Tue: M/H
MAJOR MILESTONES | All | All | bar: Feb 03 Mon; Dec 02 Thu to Feb 04 Fri
MM
| East | East | bar: Feb 18 Tue; Jun 30 Tue
[452 empty] | MM | MM | MM | MM | MM | MM | MM | MM | MM | MM | MM | MM | MM | MM | MM | MM | MM | MM | MM | MM | MM | MM | MM | MM | MM | MM | MM | MM | MM | MM | MM | MM | MM | MM | MM | MM | MM | MM | MM | MM | MM | MM | MM | MM | MM | MM | MM | MM | MM | MM | MM | MM | MM | MM | MM | MM | MM | MM | MM | MM | MM | MM | MM | MM | MM | MM | MM | MM | MM | MM | MM | MM | MM | MM | MM | MM | MM | MM | MM | MM | MM | MM | MM | MM | MM | MM | MM | MM | MM | MM | MM | MM | MM | MM | MM | MM | MM | MM | MM | MM | MM | MM | MM | MM | MM | MM | MM | MM | MM | MM | MM | MM | MM | MM | MM | MM | MM | MM | MM | MM | MM | MM | MM | MM | MM | MM | MM | MM | MM | MM | MM | MM | MM | MM | MM | MM | MM | MM | MM | MM | MM | MM | MM | MM | MM | MM | MM | MM | MM | MM | MM | MM | MM | MM | MM | MM | MM | MM | MM | MM | MM | MM | MM | MM | MM | MM | MM | MM | MM | MM | MM | MM | MM | MM | MM | MM | MM | MM | MM | MM | MM | MM | MM | MM | MM | MM | MM | MM | MM | MM | MM | MM | MM | MM | MM | MM | MM | MM | MM | MM | MM | MM | MM | MM | MM | MM | MM | MM | MM | MM | MM | MM | MM | MM | MM | MM | MM | MM | MM | MM | MM | MM | MM | MM | MM | MM | MM | MM | MM | MM | MM | MM | MM | MM | MM | MM | MM | MM | MM | MM | MM | MM | MM | MM | MM | MM | MM | MM | MM | MM | MM | MM | MM | MM | MM | MM | MM | MM | MM | MM | MM | MM | MM | MM | MM | MM | MM | MM | MM | MM | MM | MM | MM | MM | MM | MM | MM | MM | MM | MM | MM | MM | MM | MM | MM | MM | MM | MM | MM | MM | MM | MM | MM | MM | MM | MM | MM | MM | MM | MM | MM | MM | MM | MM | MM | MM | MM | MM | MM | MM | MM | MM | MM | MM | MM | MM | MM | MM | MM | MM | MM | MM | MM | MM | MM | MM | MM | MM | MM | MM | MM | MM | MM | MM | MM | MM | MM | MM | MM | MM | MM | MM | MM | MM | MM | MM | MM | MM | MM | MM | MM | MM | MM | MM | MM | MM | MM | MM | MM | MM | MM | MM | MM | MM | MM | MM | MM | MM | MM | MM | MM | MM | MM | MM | MM | MM | MM | MM | MM | MM | MM | MM | MM | MM | MM | MM | MM | MM | MM | MM | MM | MM | MM | MM | MM | MM | MM | MM | MM | MM | MM | MM | MM | MM | MM | MM | MM | MM | MM | MM | MM | MM | MM | MM | MM | MM | MM | MM | MM | MM | MM | MM | MM | MM | MM | MM | MM | MM | MM | MM | MM | MM | MM | MM | MM | MM | MM | MM | MM | MM | MM | MM | MM | MM | MM | MM | MM | MM | MM | MM | MM | MM | MM | MM | MM | MM | MM | MM | MM | MM | MM | MM | MM | MM | MM | MM | MM | MM | MM | MM | MM | MM | MM | MM | MM | MM | MM | MM | MM | MM | MM | MM | MM | MM | MM | MM | MM | MM | MM | MM | MM | MM | MM | MM | MM | MM | MM | MM | MM | MM | MM | MM | MM | MM | MM | MM | MM | MM | MM | MM | MM | MM | MM | MM | MM | MM | MM | MM | MM | MM | MM | MM | MM | MM | MM | MM
| North | North | bar: Jul 22 Wed; Nov 29 Mon
[971 empty] | MM | MM | MM | MM | MM | MM | MM | MM | MM | MM | MM | MM | MM | MM | MM | MM | MM | MM | MM | MM | MM | MM | MM | MM | MM | MM | MM | MM | MM | MM | MM | MM | MM | MM | MM | MM | MM | MM | MM | MM | MM | MM | MM | MM | MM | MM | MM | MM | MM | MM | MM | MM | MM | MM | MM | MM | MM | MM | MM | MM | MM | MM | MM | MM | MM | MM | MM | MM | MM | MM | MM | MM | MM | MM | MM | MM | MM | MM | MM | MM | MM | MM | MM | MM | MM | MM | MM | MM | MM | MM | MM | MM | MM | MM | MM | MM | MM | MM | MM | MM | MM | MM | MM | MM | MM | MM | MM | MM | MM | MM | MM | MM | MM | MM | MM | MM | MM | MM | MM | MM | MM | MM | MM | MM | MM | MM | MM | MM | MM | MM | MM | MM | MM | MM | MM | MM | MM | MM | MM | MM | MM | MM | MM | MM | MM | MM | MM | MM | MM | MM | MM | MM | MM | MM | MM | MM | MM | MM | MM | MM | MM | MM | MM | MM | MM | MM | MM | MM | MM | MM | MM | MM | MM | MM | MM | MM | MM | MM | MM | MM | MM | MM | MM | MM | MM | MM | MM | MM | MM | MM | MM | MM | MM | MM | MM | MM | MM | MM | MM | MM | MM | MM | MM | MM | MM | MM | MM | MM | MM | MM | MM | MM | MM | MM | MM | MM | MM | MM | MM | MM | MM | MM | MM | MM | MM | MM | MM | MM | MM | MM | MM | MM | MM | MM | MM | MM | MM | MM | MM | MM | MM | MM | MM | MM | MM | MM | MM | MM | MM | MM | MM | MM | MM | MM | MM | MM | MM | MM | MM | MM | MM | MM | MM | MM | MM | MM | MM | MM | MM | MM | MM | MM | MM | MM | MM | MM | MM | MM | MM | MM | MM | MM | MM | MM | MM | MM | MM | MM | MM | MM | MM | MM | MM | MM | MM | MM | MM | MM | MM | MM | MM | MM | MM | MM | MM | MM | MM | MM | MM | MM | MM | MM | MM | MM | MM | MM | MM | MM | MM | MM | MM | MM | MM | MM | MM | MM | MM | MM | MM | MM | MM | MM | MM | MM | MM | MM | MM | MM | MM | MM | MM | MM | MM | MM | MM | MM | MM | MM | MM | MM | MM | MM | MM | MM | MM | MM | MM | MM | MM | MM | MM | MM | MM | MM | MM | MM | MM | MM | MM | MM | MM | MM | MM | MM | MM | MM | MM | MM | MM | MM | MM | MM | MM | MM | MM | MM | MM | MM | MM | MM | MM | MM | MM | MM | MM | MM | MM | MM | MM | MM | MM | MM | MM | MM | MM | MM | MM | MM | MM | MM | MM | MM | MM | MM | MM | MM | MM | MM | MM | MM | MM | MM | MM | MM | MM | MM | MM | MM | MM | MM | MM | MM | MM | MM | MM | MM | MM | MM | MM | MM | MM | MM | MM | MM | MM | MM | MM | MM | MM | MM | MM | MM | MM | MM | MM | MM | MM | MM | MM | MM | MM | MM | MM | MM | MM | MM | MM | MM | MM | MM | MM | MM | MM | MM | MM | MM | MM | MM | MM | MM | MM | MM | MM | MM | MM | MM | MM | MM | MM | MM | MM | MM | MM | MM | MM | MM
| Phase 1 | Phase 1 | bar: Jun 30 Tue
| Phase 2 | Phase 2 | bar: Dec 01 Wed
| West | West | bar: May 18 Mon; Dec 01 Wed
[906 empty] | MM | MM | MM | MM | MM | MM | MM | MM | MM | MM | MM | MM | MM | MM | MM | MM | MM | MM | MM | MM | MM | MM | MM | MM | MM | MM | MM | MM | MM | MM | MM | MM | MM | MM | MM | MM | MM | MM | MM | MM | MM | MM | MM | MM | MM | MM | MM | MM | MM | MM | MM | MM | MM | MM | MM | MM | MM | MM | MM | MM | MM | MM | MM | MM | MM | MM | MM | MM | MM | MM | MM | MM | MM | MM | MM | MM | MM | MM | MM | MM | MM | MM | MM | MM | MM | MM | MM | MM | MM | MM | MM | MM | MM | MM | MM | MM | MM | MM | MM | MM | MM | MM | MM | MM | MM | MM | MM | MM | MM | MM | MM | MM | MM | MM | MM | MM | MM | MM | MM | MM | MM | MM | MM | MM | MM | MM | MM | MM | MM | MM | MM | MM | MM | MM | MM | MM | MM | MM | MM | MM | MM | MM | MM | MM | MM | MM | MM | MM | MM | MM | MM | MM | MM | MM | MM | MM | MM | MM | MM | MM | MM | MM | MM | MM | MM | MM | MM | MM | MM | MM | MM | MM | MM | MM | MM | MM | MM | MM | MM | MM | MM | MM | MM | MM | MM | MM | MM | MM | MM | MM | MM | MM | MM | MM | MM | MM | MM | MM | MM | MM | MM | MM | MM | MM | MM | MM | MM | MM | MM | MM | MM | MM | MM | MM | MM | MM | MM | MM | MM | MM | MM | MM | MM | MM | MM | MM | MM | MM | MM | MM | MM | MM | MM | MM | MM | MM | MM | MM | MM | MM | MM | MM | MM | MM | MM | MM | MM | MM | MM | MM | MM | MM | MM | MM | MM | MM | MM | MM | MM | MM | MM | MM | MM | MM | MM | MM | MM | MM | MM | MM | MM | MM | MM | MM | MM | MM | MM | MM | MM | MM | MM | MM | MM | MM | MM | MM | MM | MM | MM | MM | MM | MM | MM | MM | MM | MM | MM | MM | MM | MM | MM | MM | MM | MM | MM | MM | MM | MM | MM | MM | MM | MM | MM | MM | MM | MM | MM | MM | MM | MM | MM | MM | MM | MM | MM | MM | MM | MM | MM | MM | MM | MM | MM | MM | MM | MM | MM | MM | MM | MM | MM | MM | MM | MM | MM | MM | MM | MM | MM | MM | MM | MM | MM | MM | MM | MM | MM | MM | MM | MM | MM | MM | MM | MM | MM | MM | MM | MM | MM | MM | MM | MM | MM | MM | MM | MM | MM | MM | MM | MM | MM | MM | MM | MM | MM | MM | MM | MM | MM | MM | MM | MM | MM | MM | MM | MM | MM | MM | MM | MM | MM | MM | MM | MM | MM | MM | MM | MM | MM | MM | MM | MM | MM | MM | MM | MM | MM | MM | MM | MM | MM | MM | MM | MM | MM | MM | MM | MM | MM | MM | MM | MM | MM | MM | MM | MM | MM | MM | MM | MM | MM | MM | MM | MM | MM | MM | MM | MM | MM | MM | MM | MM | MM | MM | MM | MM | MM | MM | MM | MM | MM | MM | MM | MM | MM | MM | MM | MM | MM | MM | MM | MM | MM | MM | MM | MM | MM | MM | MM | MM | MM | MM | MM | MM | MM | MM | MM | MM | MM | MM | MM | MM | MM | MM | MM | MM | MM | MM | MM | MM | MM | MM | MM | MM | MM | MM | MM | MM | MM | MM | MM | MM | MM | MM | MM | MM | MM | MM | MM | MM | MM | MM | MM | MM | MM | MM | MM | MM | MM | MM | MM | MM | MM | MM | MM | MM | MM | MM | MM | MM | MM | MM | MM | MM | MM | MM | MM | MM | MM | MM | MM | MM | MM | MM | MM | MM | MM | MM | MM | MM | MM | MM | MM
SCHEMATIC DESIGN | Design | Design | bar: Nov 27 Mon to Apr 08 Mon
DESIGN DEVELOPMENT | Design | Design | bar: Apr 09 Tue to Apr 26 Fri; Apr 29 Mon to May 17 Fri; Jun 24 Mon to Jul 22 Mon
[157 empty] | DD | DD | DD | DD | DD | DD | DD | DD | DD | DD | DD | DD | DD | DD | DD | DD | DD | DD | DD | DD | DD | DD | DD | DD | DD | DD | DD | DD | DD | DD | DD | DD | DD | DD | DD | DD | DD | DD | DD | DD | DD | DD | DD | DD | DD | DD | DD | DD | DD | DD | DD | DD | DD | DD |  |  | DD | DD | DD | DD | DD | DD | DD | DD | DD | DD | DD | DD | DD | DD | DD | DD | DD | DD | DD | DD | DD | DD | DD | DD | DD | DD | DD | DD | DD | DD | DD | DD | DD | DD | DD | DD | DD | DD | DD | DD | DD | DD | DD | DD | DD | DD | DD | DD | DD | DD | DD | DD | DD | DD | DD | DD | DD | DD | DD | DD | DD | DD | DD | DD | DD | DD | DD | DD
[157 empty] | DD | DD | DD | DD | DD | DD | DD | DD | DD | DD | DD | DD | DD | DD | DD | DD | DD | DD | DD | DD | DD | DD | DD | DD | DD | DD | DD | DD | DD | DD | DD | DD | DD | DD | DD | DD | DD | DD | DD | DD | DD | DD | DD | DD | DD | DD | DD | DD | DD | DD | DD | DD | DD | DD
PERMIT PACKAGE | Canopy | Canopy | bar: May 31 Fri to Aug 30 Fri
| Civil | Civil | bar: May 31 Fri to Aug 30 Fri
| Foundations | Foundations | bar: May 31 Fri to Aug 30 Fri
| Permit | Permit | bar: Sep 02 Mon to Nov 01 Fri
| Steel | Steel | bar: May 31 Fri to Aug 30 Fri
CONSTRUCTION DOCUMENTS | Documents | Documents | bar: Jun 24 Mon to Nov 01 Fri; Nov 04 Mon to Jan 30 Thu
[346 empty] | CD | CD | CD | CD | CD | CD | CD | CD | CD | CD | CD | CD | CD | CD | CD | CD | CD | CD | CD | CD | CD | CD | CD | CD | CD | CD | CD | CD | CD | CD | CD | CD | CD | CD | CD | CD | CD | CD | CD | CD | CD | CD | CD | CD | CD | CD | CD | CD | CD | CD | CD | CD | CD | CD | CD | CD | CD | CD | CD | CD | CD | CD | CD | CD | CD | CD | CD | CD | CD | CD | CD | CD | CD | CD | CD | CD | CD | CD | CD | CD | CD | CD | CD | CD | CD | CD | CD | CD | CD
[357 empty] | CD | [6 empty] | CD | [25 empty] | CD | [21 empty] | CD |  |  |  | CD
PERMITS | All | All | bar: Jan 13 Mon to Jan 14 Tue
| East | East | bar: Sep 09 Mon to Nov 04 Mon; Nov 11 Mon to Feb 11 Tue
[291 empty] | PT | PT | PT | PT | PT | PT | PT | PT | PT | PT | PT | PT | PT | PT | PT | PT | PT | PT | PT | PT | PT | PT | PT | PT | PT | PT | PT | PT | PT | PT | PT | PT | PT | PT | PT | PT | PT | PT | PT | PT | PT | PT | PT | PT | PT | PT | PT | PT | PT | PT | PT | PT | PT | PT | PT | PT | [92 empty] | PT | PT | PT | PT | PT | PT | PT | PT | PT | PT | PT | PT | PT | PT | PT | PT | PT | PT | PT | PT | PT
| Facade | Facade | bar: Nov 11 Mon to Dec 16 Mon; Dec 24 Tue to Jan 28 Tue
[388 empty] | PT | PT | PT | PT | PT | PT | PT | PT
| West | West | bar: Nov 11 Mon to Dec 16 Mon; Dec 24 Tue to Feb 18 Tue; Feb 26 Wed to Mar 18 Tue
[388 empty] | PT | PT | PT | PT | PT | PT | PT | PT
DEMOLITION | East | East | Jan 07 Tue: T1; Jan 08 Wed: T1; Jan 09 Thu: T1; Jan 10 Fri: T1; Jan 11 Sat: T1; Jan 12 Sun: T1; Jan 13 Mon: T1; Jan 14 Tue: T1; Jan 15 Wed: T1; Jan 16 Thu: T1; Jan 17 Fri: T1; Jan 18 Sat: T1; Jan 19 Sun: T1; Jan 20 Mon: T1; Jan 21 Tue: T1; Jan 22 Wed: T1; Jan 23 Thu: T1; Jan 24 Fri: T1; Jan 25 Sat: T1; Jan 26 Sun: T1; Jan 27 Mon: T1; Jan 28 Tue: T1; Jan 29 Wed: T1; Jan 30 Thu: T1; Jan 31 Fri: T1; Feb 01 Sat: T1; Feb 02 Sun: T1; Feb 03 Mon: T1; Feb 04 Tue: MH1; Feb 05 Wed: MH1; Feb 06 Thu: MH1; Feb 07 Fri: MH1; Feb 08 Sat: MH1; Feb 09 Sun: MH1; Feb 10 Mon: MH1; Feb 11 Tue: MH1; Feb 12 Wed: MH1; Feb 13 Thu: MH1; Feb 14 Fri: MH1; Feb 15 Sat: MH1; Feb 16 Sun: MH1; Feb 17 Mon: MH1; Feb 26 Wed: I1; Feb 27 Thu: I1; Feb 28 Fri: I1; Mar 01 Sat: I1; Mar 02 Sun: I1; Mar 03 Mon: I1; Mar 04 Tue: I1; Mar 05 Wed: I1; Mar 06 Thu: I1; Mar 07 Fri: I1; Mar 08 Sat: I1; Mar 09 Sun: I1; Mar 10 Mon: I1; Mar 11 Tue: I1; Mar 17 Mon: O2; Mar 18 Tue: O2; Mar 19 Wed: O2; Mar 20 Thu: O2; Mar 21 Fri: O2; Mar 22 Sat: O2; Mar 23 Sun: O2; Mar 24 Mon: O2; Mar 25 Tue: O2; Mar 26 Wed: O2; Mar 27 Thu: O2; Mar 28 Fri: O2; Mar 29 Sat: O2; Mar 30 Sun: O2; Mar 31 Mon: O2; Apr 01 Tue: O2; Apr 02 Wed: O2; Apr 03 Thu: O2; Apr 04 Fri: O2
[467 empty] | O1 | O1 | O1 | O1 | O1 | O1 | O1 | O1 | O1 | O1 | O1 | O1 | O1 | O1
FOUNDATIONS | Concession Wings | Concession Wings | May 12 Mon: C1; May 13 Tue: C1; May 14 Wed: C1; May 15 Thu: C1; May 16 Fri: C1; May 19 Mon: C1; May 20 Tue: C1; May 21 Wed: C1; May 22 Thu: C1; May 23 Fri: C1; Jun 10 Tue: P1; Jun 11 Wed: P1; Jun 12 Thu: P1; Jun 13 Fri: P1; Jun 14 Sat: P1; Jun 15 Sun: P1; Jun 16 Mon: P1; Jun 17 Tue: P1; Jun 18 Wed: P1; Jun 19 Thu: P1; Jun 20 Fri: P1; Jun 21 Sat: P1; Jun 22 Sun: P1; Jun 23 Mon: P1; Jul 01 Tue: C5; Jul 02 Wed: C5; Jul 03 Thu: C5; Jul 04 Fri: C5; Jul 05 Sat: C5; Jul 06 Sun: C5; Jul 07 Mon: C5; Jul 08 Tue: C5; Jul 09 Wed: C5; Jul 10 Thu: C5; Jul 11 Fri: C5; Jul 12 Sat: C5; Jul 13 Sun: C5; Jul 14 Mon: C5; Jul 15 Tue: C5; Jul 16 Wed: C5; Jul 17 Thu: C5; Jul 18 Fri: C5; Jul 19 Sat: C5; Jul 20 Sun: C5; Jul 21 Mon: C5; Jul 22 Tue: C5; Jul 28 Mon: C6; Jul 29 Tue: C6; Jul 30 Wed: C6; Jul 31 Thu: C6; Aug 01 Fri: C6; Aug 02 Sat: C6; Aug 03 Sun: C6; Aug 04 Mon: C6; Aug 05 Tue: C6; Aug 06 Wed: C6; Aug 07 Thu: C6; Aug 08 Fri: C6; Aug 09 Sat: C6; Aug 10 Sun: C6; Aug 11 Mon: C6; Aug 12 Tue: C6; Aug 13 Wed: C6; Aug 14 Thu: C6; Aug 15 Fri: C6
[542 empty] | C3 | C3 | C3 | C3 | C3 | C3 | C3 | C3 | C3 | C3 | C3 | C3 | C3 | C3 | C3 | C3 | C3 | C3 | C3 | C3 | C3 | C3 | C3 | C3 | C3 | C3 | C3 | C3 | C3 | C3 | C3 | C3 | C3 | C3 | C3 | C3 | C3 | C3 | C3 | C3 | C3 | C3 | C3 | C3 | C3 | C3 |  |  |  | P1 | P1 | P1 | P1 | P1 | P1 | P1 | P1 | P1 | P1 | P1 | P1
[571 empty] | E1 | E1 | E1 | E1 | E1 | E1 | E1 | E1 | E1 | E1 | E1 | E1 | E1 | E1 | [13 empty] | E1 | E1 | E1 | E1 | E1 | E1 | E1 | E1 | E1 | E1 | E1 | E1
| Main building - Concourse Level | SEQ.1 | Apr 15 Tue: C1; Apr 16 Wed: C1; Apr 17 Thu: C1; Apr 18 Fri: C2; Apr 19 Sat: C2; Apr 20 Sun: C2; Apr 21 Mon: C2; Apr 22 Tue: C2; Apr 23 Wed: C2; Apr 25 Fri: P1; Apr 26 Sat: P1; Apr 27 Sun: P1; Apr 28 Mon: P1; Apr 29 Tue: P1; Apr 30 Wed: P1; May 01 Thu: P1; May 02 Fri: E1; May 03 Sat: E1; May 04 Sun: E1; May 05 Mon: E1; May 06 Tue: E1; May 07 Wed: E1; May 08 Thu: E1; May 09 Fri: C5; May 10 Sat: C5; May 11 Sun: C5; May 12 Mon: C5; May 13 Tue: C5; May 14 Wed: C5; May 15 Thu: C5; May 16 Fri: C6; May 17 Sat: C6; May 18 Sun: C6; May 19 Mon: C6; May 20 Tue: C6; May 21 Wed: C6; May 22 Thu: C6
[511 empty] | C3 | C3 | C3 | C3 | C3 | C3 | C3 | S1 | S1 | S1 | S1 | S1 | S1 | S1 | S1 | S1 | S1 | S1 | S1 | S1 | C4 | C4 | C4 | C4 | C4 | C4 | C4
|  | SEQ.2 | Apr 18 Fri: C1; Apr 19 Sat: C1; Apr 20 Sun: C1; Apr 21 Mon: C1; Apr 22 Tue: C1; Apr 23 Wed: C1; Apr 24 Thu: C1; Apr 25 Fri: C1; Apr 26 Sat: C1; Apr 27 Sun: C1; Apr 28 Mon: C1; Apr 29 Tue: C1; Apr 30 Wed: C1; May 07 Wed: W1; May 08 Thu: W1; May 09 Fri: K1; May 10 Sat: K1; May 11 Sun: K1; May 12 Mon: K1; May 13 Tue: K1; May 15 Thu: C4; May 16 Fri: C4; May 17 Sat: C4; May 18 Sun: C4; May 19 Mon: C4; May 20 Tue: C4; May 21 Wed: C4; May 22 Thu: C4; May 23 Fri: C4; May 24 Sat: C4; May 25 Sun: C4; May 26 Mon: C4; May 27 Tue: C4; May 28 Wed: C4; May 29 Thu: C4; Jun 03 Tue: C5; Jun 04 Wed: C5; Jun 05 Thu: C5; Jun 06 Fri: C5; Jun 07 Sat: C5; Jun 08 Sun: C5; Jun 09 Mon: C5; Jun 10 Tue: C6; Jun 11 Wed: C6; Jun 12 Thu: C6; Jun 13 Fri: C6; Jun 14 Sat: C6; Jun 15 Sun: C6; Jun 16 Mon: C6
[518 empty] | C2 | C2 | C2 | C2 | C2 | C2 | [7 empty] | P1 | P1 | P1 | P1 | P1 | P1 | P1 |  | C5 | C5 | C5 | C5 | C5 | C5 | C5 | C6 | C6 | C6 | C6 | C6 | C6 | C6 | C6
[518 empty] | C7 | C7 | C7 | C7 | C7 | C7 | C7 | C7 | C7 | C7 | C7 | C7 |  | C3 | C3 | C3 | C3 | C3 | C3 | C3 | C3 | C3 |  |  | P1 | P1 | P1 | P1 | P1 |  |  |  | E1 | E1 | E1 | E1 | E1 | E1 | E1
[521 empty] | C3 | C3 | C3 | C3 | C3 | C3 | C3 | C3 | C3 | C3 |  | E1 | E1 | E1 | E1 | E1 | E1 | E1
[536 empty] | C2 | C2 | C2 | C2
|  | SEQ.3 | May 01 Thu: C1; May 02 Fri: C1; May 03 Sat: C1; May 04 Sun: C1; May 05 Mon: C1; May 06 Tue: C1; May 07 Wed: C1; May 19 Mon: C2; May 20 Tue: C2; May 21 Wed: C2; May 22 Thu: C2; May 30 Fri: W1; May 31 Sat: W1; Jun 01 Sun: W1; Jun 02 Mon: W1; Jun 03 Tue: K1; Jun 04 Wed: K1; Jun 05 Thu: K1; Jun 09 Mon: E1; Jun 10 Tue: E1; Jun 11 Wed: E1; Jun 12 Thu: E1; Jun 13 Fri: E1; Jun 16 Mon: C5; Jun 17 Tue: C5; Jun 18 Wed: C5; Jun 19 Thu: C5; Jun 20 Fri: C5; Jun 23 Mon: C6; Jun 24 Tue: C6; Jun 25 Wed: C6; Jun 26 Thu: C6; Jun 27 Fri: C6
[542 empty] | C7 | C7 | C7 | C7 | C7 | C7 | C7 | C7 | C7 | C7 | C7 |  |  |  | C4 | C4 | C4 | C4 | C4
[543 empty] | C3 | C3 | C3 | C3 | C3 | C3 | C3 | C3 | C3 | C3 | C3 |  |  | P1 | P1 | P1 | P1 | P1
|  | SEQ.4 | May 08 Thu: C1; May 09 Fri: C1; May 30 Fri: C2; May 31 Sat: C2; Jun 01 Sun: C2; Jun 02 Mon: C2; Jun 03 Tue: C2; Jun 04 Wed: C2; Jun 06 Fri: S1; Jun 07 Sat: S1; Jun 08 Sun: S1; Jun 09 Mon: S1; Jun 10 Tue: S1; Jun 11 Wed: S1; Jun 12 Thu: S1; Jun 13 Fri: S1; Jun 14 Sat: S1; Jun 15 Sun: S1; Jun 16 Mon: S1; Jun 17 Tue: S1; Jun 18 Wed: S1; Jun 19 Thu: C4; Jun 20 Fri: C4; Jun 21 Sat: C4; Jun 22 Sun: C4; Jun 23 Mon: C4; Jun 24 Tue: C4; Jun 25 Wed: C4; Jun 30 Mon: C6; Jul 01 Tue: C6; Jul 02 Wed: C6; Jul 03 Thu: C6; Jul 04 Fri: C6; Jul 05 Sat: C6; Jul 06 Sun: C6; Jul 07 Mon: C6
[556 empty] | C3 | C3 | C3 | C3 |  |  |  | P1 | P1 | P1 | P1 | P1 |  |  | E1 | E1 | E1 | E1 | E1 |  |  | C5 | C5 | C5 | C5 | C5
| Northeast | Northeast | Jul 01 Tue: K2; Jul 02 Wed: K2; Jul 03 Thu: K2; Jul 07 Mon: C8; Jul 08 Tue: C8; Jul 09 Wed: C8; Jul 10 Thu: C8; Jul 11 Fri: C8; Jul 14 Mon: C8; Jul 15 Tue: C8; Jul 16 Wed: C8; Jul 17 Thu: C8; Jul 18 Fri: C8; Jul 21 Mon: C9; Jul 22 Tue: C9; Jul 23 Wed: C9; Jul 24 Thu: C9; Jul 25 Fri: C9; Jul 28 Mon: C8; Jul 29 Tue: C8; Jul 30 Wed: C8; Jul 31 Thu: C8; Aug 01 Fri: C8; Aug 02 Sat: C8; Aug 03 Sun: C8; Aug 04 Mon: C8; Aug 05 Tue: G1; Aug 06 Wed: G1; Aug 07 Thu: G1; Aug 08 Fri: G1; Aug 09 Sat: G1; Aug 10 Sun: G1; Aug 11 Mon: G1; Aug 12 Tue: I2; Aug 13 Wed: I2; Aug 14 Thu: I2; Aug 15 Fri: I2; Aug 16 Sat: I2; Aug 17 Sun: I2; Aug 18 Mon: I2; Aug 19 Tue: I2; Aug 20 Wed: I2; Aug 21 Thu: I2; Aug 22 Fri: C6; Aug 23 Sat: C6; Aug 24 Sun: C6; Aug 25 Mon: C6; Aug 26 Tue: C6
South HOF | Main Building | Concourse Level | bar: Mar 12 Wed to Mar 18 Tue
|  | Field Level | Oct 21 Tue: EQ5; Oct 22 Wed: EQ5; Oct 23 Thu: EQ5; Oct 24 Fri: EQ5; Oct 25 Sat: EQ5; Oct 26 Sun: EQ5; Oct 27 Mon: EQ5
|  | Roof Level | Mar 19 Wed: P7; Mar 20 Thu: P7; Mar 21 Fri: P7; Jul 03 Thu: S11; Jul 07 Mon: S12; Jul 08 Tue: S12; Jul 09 Wed: S12; Jul 10 Thu: SG; Jul 11 Fri: SG; Aug 06 Wed: E16; Aug 07 Thu: E16; Aug 08 Fri: E16; Aug 09 Sat: E16; Aug 10 Sun: E16; Aug 11 Mon: E16; Aug 12 Tue: E16; Aug 13 Wed: E17; Aug 14 Thu: E17; Aug 15 Fri: E17; Aug 16 Sat: E17; Aug 17 Sun: E17; Aug 18 Mon: E17; Aug 19 Tue: E17; Dec 31 Wed: AV1; Jan 01 Thu: AV1; Jan 02 Fri: AV1; Jan 03 Sat: AV1; Jan 04 Sun: AV1; Jan 05 Mon: AV1; Jan 06 Tue: AV1; Jan 07 Wed: AV1; Jan 08 Thu: AV1; Jan 09 Fri: AV1; Jan 10 Sat: AV1; Jan 11 Sun: AV1; Jan 12 Mon: AV1; Jan 13 Tue: AV1; Jan 14 Wed: AV1; Jan 15 Thu: AV1
| South | South | Aug 20 Wed: E15; Aug 21 Thu: E15; Aug 22 Fri: E15; Aug 23 Sat: E15; Aug 24 Sun: E15; Aug 25 Mon: E15; Aug 26 Tue: E15; Aug 27 Wed: E15; Aug 28 Thu: E15; Aug 29 Fri: E15; Aug 30 Sat: E15; Aug 31 Sun: E15; Sep 01 Mon: E15; Sep 02 Tue: E15
STRUCTURE | Concession Wings | North | bar: Aug 05 Tue to Aug 18 Mon
South | bar: Aug 19 Tue to Sep 01 Mon
| Main building - All | SEQ. 1E | bar: Jul 03 Thu to Jul 09 Wed; Jul 14 Mon to Jul 17 Thu
SEQ. 2E | bar: Jul 09 Wed to Jul 16 Wed; Jul 18 Fri to Jul 25 Fri
SEQ. 3E | bar: Jul 16 Wed to Jul 23 Wed; Jul 28 Mon to Aug 04 Mon
SEQ. 4E | bar: Jul 23 Wed to Jul 30 Wed; Aug 05 Tue to Aug 12 Tue
SEQ. 5E | bar: Jul 30 Wed to Aug 04 Mon; Aug 13 Wed to Aug 18 Mon
| Main building - Lower Suite Level | SEQ. 1E | Jul 21 Mon: I3; Jul 22 Tue: I3; Jul 23 Wed: I3; Jul 24 Thu: I3; Jul 25 Fri: I3; Jul 28 Mon: C10; Jul 29 Tue: C10; Jul 30 Wed: C10; Jul 31 Thu: C10; Aug 01 Fri: C10
|  | SEQ. 2E | Jul 28 Mon: I3; Jul 29 Tue: I3; Jul 30 Wed: I3; Jul 31 Thu: I3; Aug 01 Fri: I3; Aug 04 Mon: C10; Aug 05 Tue: C10; Aug 06 Wed: C10; Aug 07 Thu: C10; Aug 08 Fri: C10
|  | SEQ. 3E | Aug 05 Tue: I3; Aug 06 Wed: I3; Aug 07 Thu: I3; Aug 08 Fri: I3; Aug 09 Sat: I3; Aug 10 Sun: I3; Aug 11 Mon: I3; Aug 12 Tue: C10; Aug 13 Wed: C10; Aug 14 Thu: C10; Aug 15 Fri: C10; Aug 16 Sat: C10; Aug 17 Sun: C10; Aug 18 Mon: C10; Aug 19 Tue: C10
|  | SEQ. 4E | Aug 13 Wed: I3; Aug 14 Thu: I3; Aug 15 Fri: I3; Aug 16 Sat: I3; Aug 17 Sun: I3; Aug 18 Mon: I3; Aug 19 Tue: I3; Aug 20 Wed: C10; Aug 21 Thu: C10; Aug 22 Fri: C10; Aug 23 Sat: C10; Aug 24 Sun: C10; Aug 25 Mon: C10; Aug 26 Tue: C10; Aug 27 Wed: C10
|  | SEQ. 5E | Aug 20 Wed: I3; Aug 21 Thu: I3; Aug 22 Fri: I3; Aug 23 Sat: I3; Aug 24 Sun: I3; Aug 25 Mon: I3; Aug 26 Tue: I3; Aug 28 Thu: C10; Aug 29 Fri: C10; Aug 30 Sat: C10; Aug 31 Sun: C10; Sep 01 Mon: C10; Sep 02 Tue: C10; Sep 03 Wed: C10
| Main building - Roof Level | SEQ. 1E | bar: Aug 07 Thu to Aug 18 Mon
SEQ. 2E | bar: Aug 19 Tue to Aug 28 Thu
SEQ. 3E | bar: Aug 05 Tue to Aug 11 Mon; Aug 29 Fri to Sep 10 Wed
SEQ. 4E | bar: Sep 11 Thu to Sep 22 Mon
SEQ. 5E | bar: Sep 23 Tue to Oct 02 Thu
| Northeast | Northeast | bar: Sep 02 Tue to Sep 16 Tue
EXTERIORS | Concession Wings - Concourse Level | NEC | Aug 19 Tue: F1; Aug 20 Wed: F1; Aug 21 Thu: F1; Aug 22 Fri: F1; Aug 23 Sat: F1; Aug 24 Sun: F1; Aug 25 Mon: F1; Aug 26 Tue: F1; Aug 27 Wed: F1; Aug 28 Thu: F1; Aug 29 Fri: F1; Aug 30 Sat: F1; Aug 31 Sun: F1; Sep 01 Mon: F1; Sep 02 Tue: W2; Sep 03 Wed: W2; Sep 04 Thu: W2; Sep 05 Fri: W2; Sep 09 Tue: R1; Sep 10 Wed: R1; Sep 11 Thu: R1; Sep 12 Fri: R1; Sep 13 Sat: R1; Sep 14 Sun: R1; Sep 15 Mon: R1; Sep 16 Tue: R1; Sep 17 Wed: R1; Sep 18 Thu: R1; Sep 19 Fri: R1; Sep 20 Sat: R1; Sep 21 Sun: R1; Sep 22 Mon: R1; Sep 23 Tue: R1; Sep 24 Wed: R1; Sep 25 Thu: R1; Sep 26 Fri: R1; Sep 27 Sat: R1; Sep 28 Sun: R1; Sep 29 Mon: R1; Sep 30 Tue: R1; Oct 01 Wed: R1; Oct 02 Thu: R1; Oct 03 Fri: R1; Oct 04 Sat: R1; Oct 05 Sun: R1; Oct 06 Mon: R1; Oct 07 Tue: R1; Oct 08 Wed: R1; Oct 09 Thu: R1; Oct 10 Fri: R1; Oct 11 Sat: R1; Oct 12 Sun: R1; Oct 13 Mon: R1; Oct 14 Tue: R1; Oct 15 Wed: R1; Oct 16 Thu: R1; Oct 17 Fri: R1; Oct 18 Sat: R1; Oct 19 Sun: R1; Oct 20 Mon: R1; Oct 21 Tue: R1; Oct 22 Wed: R1; Oct 23 Thu: R1; Oct 24 Fri: R1; Oct 25 Sat: R1; Oct 26 Sun: R1; Oct 27 Mon: R1; Oct 28 Tue: R1; Oct 30 Thu: MP3; Oct 31 Fri: MP3; Nov 01 Sat: MP3; Nov 02 Sun: MP3; Nov 03 Mon: MP3; Nov 04 Tue: MP3; Nov 05 Wed: MP3; Nov 06 Thu: MP3; Nov 07 Fri: MP3; Nov 08 Sat: MP3; Nov 09 Sun: MP3; Nov 10 Mon: MP3; Nov 11 Tue: MP3; Nov 12 Wed: MP3; Nov 13 Thu: MP3; Nov 14 Fri: MP3; Nov 15 Sat: MP3; Nov 16 Sun: MP3; Nov 17 Mon: MP3; Nov 18 Tue: MP3; Nov 19 Wed: MP3; Nov 20 Thu: E6; Nov 21 Fri: E6; Nov 22 Sat: E6; Nov 23 Sun: E6; Nov 24 Mon: E6; Nov 25 Tue: E6; Nov 26 Wed: E6
|  | SEC | Sep 02 Tue: F1; Sep 03 Wed: F1; Sep 04 Thu: F1; Sep 05 Fri: F1; Sep 06 Sat: F1; Sep 07 Sun: F1; Sep 08 Mon: F1; Sep 09 Tue: F1; Sep 10 Wed: F1; Sep 11 Thu: F1; Sep 12 Fri: F1; Sep 13 Sat: F1; Sep 14 Sun: F1; Sep 15 Mon: F1; Sep 16 Tue: F1; Sep 17 Wed: W2; Sep 18 Thu: W2; Sep 19 Fri: W2; Sep 22 Mon: R1; Sep 23 Tue: R1; Sep 24 Wed: R1; Sep 25 Thu: R1; Sep 26 Fri: R1; Sep 27 Sat: R1; Sep 28 Sun: R1; Sep 29 Mon: R1; Sep 30 Tue: R1; Oct 01 Wed: R1; Oct 02 Thu: R1; Oct 03 Fri: R1; Oct 04 Sat: R1; Oct 05 Sun: R1; Oct 06 Mon: R1; Oct 07 Tue: R1; Oct 08 Wed: R1; Oct 09 Thu: R1; Oct 10 Fri: R1; Oct 11 Sat: R1; Oct 12 Sun: R1; Oct 13 Mon: R1; Oct 14 Tue: R1; Oct 15 Wed: R1; Oct 16 Thu: R1; Oct 17 Fri: R1; Oct 18 Sat: R1; Oct 19 Sun: R1; Oct 20 Mon: R1; Oct 21 Tue: R1; Oct 22 Wed: Z2; Oct 23 Thu: Z2; Oct 24 Fri: Z2; Oct 25 Sat: Z2; Oct 26 Sun: Z2; Oct 27 Mon: Z2; Oct 28 Tue: Z2; Oct 29 Wed: Z2; Oct 30 Thu: Z2; Oct 31 Fri: Z2; Nov 01 Sat: Z2; Nov 02 Sun: Z2; Nov 03 Mon: Z2; Nov 04 Tue: Z2; Dec 01 Mon: MP3; Dec 02 Tue: MP3; Dec 03 Wed: MP3; Dec 04 Thu: MP3; Dec 05 Fri: MP3; Dec 06 Sat: MP3; Dec 07 Sun: MP3; Dec 08 Mon: MP3; Dec 09 Tue: MP3; Dec 10 Wed: MP3; Dec 11 Thu: MP3; Dec 12 Fri: MP3; Dec 13 Sat: MP3; Dec 14 Sun: MP3; Dec 15 Mon: MP3; Dec 16 Tue: MP3; Dec 17 Wed: MP3; Dec 18 Thu: MP3; Dec 19 Fri: MP3; Dec 22 Mon: E6; Dec 23 Tue: E6; Dec 24 Wed: E6; Dec 25 Thu: E6; Dec 26 Fri: E6; Dec 27 Sat: E6; Dec 28 Sun: E6; Dec 29 Mon: E6
| Concourse Level | North | Aug 11 Mon: F1; Aug 12 Tue: F1; Aug 13 Wed: F1; Aug 14 Thu: F1; Aug 15 Fri: F1; Aug 16 Sat: F1; Aug 17 Sun: F1; Aug 18 Mon: F1; Aug 19 Tue: F1; Aug 20 Wed: F1; Aug 21 Thu: F1; Aug 22 Fri: F1; Aug 25 Mon: Y1; Aug 26 Tue: Y1; Aug 28 Thu: R1; Aug 29 Fri: R1; Aug 30 Sat: R1; Aug 31 Sun: R1; Sep 01 Mon: R1; Sep 02 Tue: R1; Sep 03 Wed: R1; Sep 04 Thu: R1; Sep 05 Fri: R1; Sep 06 Sat: R1; Sep 07 Sun: R1; Sep 08 Mon: R1; Sep 09 Tue: R1; Sep 10 Wed: R1; Sep 11 Thu: R1; Sep 12 Fri: R1; Sep 13 Sat: R1; Sep 14 Sun: R1; Sep 15 Mon: R1; Sep 16 Tue: R1; Sep 17 Wed: R1; Sep 18 Thu: R1; Sep 19 Fri: R1; Sep 20 Sat: R1; Sep 21 Sun: R1; Sep 22 Mon: R1; Sep 23 Tue: R1; Sep 24 Wed: R1; Sep 25 Thu: R1; Sep 26 Fri: R1; Sep 27 Sat: R1; Sep 28 Sun: R1; Sep 29 Mon: R1; Sep 30 Tue: R1; Oct 01 Wed: R1; Oct 02 Thu: R1; Oct 03 Fri: Z2; Oct 04 Sat: Z2; Oct 05 Sun: Z2; Oct 06 Mon: Z2; Oct 07 Tue: Z2; Oct 08 Wed: Z2; Oct 09 Thu: Z2; Oct 10 Fri: Z1; Oct 11 Sat: Z1; Oct 12 Sun: Z1; Oct 13 Mon: Z1; Oct 14 Tue: Z1; Oct 15 Wed: Z1; Oct 16 Thu: Z1; Oct 17 Fri: Z1; Oct 18 Sat: Z1; Oct 19 Sun: Z1; Oct 20 Mon: Z1; Oct 21 Tue: Z1; Oct 22 Wed: Z1; Oct 23 Thu: Z1; Oct 24 Fri: H1; Oct 25 Sat: H1; Oct 26 Sun: H1; Oct 27 Mon: H1; Oct 28 Tue: H1; Oct 29 Wed: H1; Oct 30 Thu: H1; Nov 07 Fri: J1; Nov 08 Sat: J1; Nov 09 Sun: J1; Nov 10 Mon: J1; Nov 11 Tue: J1; Nov 12 Wed: J1; Nov 13 Thu: J1; Nov 14 Fri: J1; Nov 15 Sat: J1; Nov 16 Sun: J1; Nov 17 Mon: J1; Nov 18 Tue: J1; Nov 19 Wed: T2; Nov 20 Thu: T2; Nov 21 Fri: T2; Nov 22 Sat: T2; Nov 23 Sun: T2; Nov 24 Mon: T2; Nov 25 Tue: T2; Dec 31 Wed: MP1; Jan 01 Thu: MP1; Jan 02 Fri: MP1; Jan 03 Sat: MP1; Jan 04 Sun: MP1; Jan 05 Mon: MP1; Jan 06 Tue: MP1; Jan 07 Wed: MP1; Jan 08 Thu: MP1; Jan 09 Fri: MP1; Jan 10 Sat: MP1; Jan 11 Sun: MP1; Jan 12 Mon: MP1; Jan 13 Tue: MP1; Jan 14 Wed: MP1; Jan 15 Thu: MP1; Jan 16 Fri: MP1; Jan 17 Sat: MP1; Jan 18 Sun: MP1; Jan 19 Mon: MP1; Jan 20 Tue: MP1; Jan 21 Wed: MP1; Jan 22 Thu: MP1; Jan 23 Fri: MP1; Jan 24 Sat: MP1; Jan 25 Sun: MP1; Jan 26 Mon: MP1; Jan 27 Tue: MP1; Jan 28 Wed: MP1; Jan 29 Thu: MP1; Jan 30 Fri: E4; Jan 31 Sat: E4; Feb 01 Sun: E4; Feb 02 Mon: E4; Feb 03 Tue: E4; Feb 04 Wed: E4; Feb 05 Thu: E4
[640 empty] | W2 | W2 | W2 | [43 empty] | T1 | T1 | T1 | T1 | T1 | T1 | T1 | T1 | T1 | T1 | T1 | T1 | T1 | T1 | E3 | E3 | E3 | E3 | E3 | E3 | E3 | E3 | E3 | E3 | E3 | E3 | E3 | E3
|  | South | Sep 04 Thu: F1; Sep 05 Fri: F1; Sep 06 Sat: F1; Sep 07 Sun: F1; Sep 08 Mon: F1; Sep 09 Tue: F1; Sep 10 Wed: F1; Sep 11 Thu: F1; Sep 12 Fri: F1; Sep 13 Sat: F1; Sep 14 Sun: F1; Sep 15 Mon: F1; Sep 16 Tue: F1; Sep 17 Wed: F1; Sep 18 Thu: F1; Sep 19 Fri: Y1; Sep 20 Sat: Y1; Sep 21 Sun: Y1; Sep 22 Mon: Y1; Sep 24 Wed: R1; Sep 25 Thu: R1; Sep 26 Fri: R1; Sep 27 Sat: R1; Sep 28 Sun: R1; Sep 29 Mon: R1; Sep 30 Tue: R1; Oct 01 Wed: R1; Oct 02 Thu: R1; Oct 03 Fri: R1; Oct 04 Sat: R1; Oct 05 Sun: R1; Oct 06 Mon: R1; Oct 07 Tue: R1; Oct 08 Wed: R1; Oct 09 Thu: R1; Oct 10 Fri: R1; Oct 11 Sat: R1; Oct 12 Sun: R1; Oct 13 Mon: R1; Oct 14 Tue: R1; Oct 15 Wed: R1; Oct 16 Thu: R1; Oct 17 Fri: R1; Oct 18 Sat: R1; Oct 19 Sun: R1; Oct 20 Mon: R1; Oct 21 Tue: R1; Oct 22 Wed: R1; Oct 23 Thu: R1; Oct 24 Fri: R1; Oct 25 Sat: R1; Oct 26 Sun: R1; Oct 27 Mon: R1; Oct 28 Tue: R1; Nov 07 Fri: Z2; Nov 08 Sat: Z2; Nov 09 Sun: Z2; Nov 10 Mon: Z2; Nov 11 Tue: Z2; Nov 12 Wed: Z2; Nov 13 Thu: Z2; Nov 14 Fri: T1; Nov 15 Sat: T1; Nov 16 Sun: T1; Nov 17 Mon: T1; Nov 18 Tue: T1; Nov 19 Wed: T1; Nov 20 Thu: T1; Nov 21 Fri: T1; Nov 22 Sat: T1; Nov 23 Sun: T1; Nov 24 Mon: T1; Nov 25 Tue: T1; Nov 26 Wed: T1; Nov 27 Thu: T1; Nov 28 Fri: T1; Nov 29 Sat: T1; Nov 30 Sun: T1; Dec 01 Mon: T1; Dec 02 Tue: H1; Dec 03 Wed: H1; Dec 04 Thu: H1; Dec 05 Fri: H1; Dec 06 Sat: H1; Dec 07 Sun: H1; Dec 08 Mon: H1; Dec 16 Tue: J1; Dec 17 Wed: J1; Dec 18 Thu: J1; Dec 19 Fri: J1; Dec 20 Sat: J1; Dec 21 Sun: J1; Dec 22 Mon: J1; Dec 23 Tue: J1; Dec 24 Wed: J1; Dec 25 Thu: J1; Dec 26 Fri: J1; Dec 29 Mon: T2; Dec 30 Tue: T2; Dec 31 Wed: T2; Jan 01 Thu: T2; Jan 02 Fri: T2; Jan 03 Sat: T2; Jan 04 Sun: T2; Jan 05 Mon: T2; Feb 04 Wed: MP1; Feb 05 Thu: MP1; Feb 06 Fri: MP1; Feb 07 Sat: MP1; Feb 08 Sun: MP1; Feb 09 Mon: MP1; Feb 10 Tue: MP1; Feb 11 Wed: MP1; Feb 12 Thu: MP1; Feb 13 Fri: MP1; Feb 14 Sat: MP1; Feb 15 Sun: MP1; Feb 16 Mon: MP1; Feb 17 Tue: MP1; Feb 18 Wed: MP1; Feb 19 Thu: MP1; Feb 20 Fri: MP1; Feb 21 Sat: MP1; Feb 22 Sun: MP1; Feb 23 Mon: MP1; Feb 24 Tue: MP1; Feb 25 Wed: MP1; Feb 26 Thu: MP1; Feb 27 Fri: MP1; Feb 28 Sat: MP1; Mar 01 Sun: MP1; Mar 02 Mon: MP1; Mar 03 Tue: MP1; Mar 04 Wed: E4; Mar 05 Thu: E4; Mar 06 Fri: E4; Mar 07 Sat: E4; Mar 08 Sun: E4; Mar 09 Mon: E4; Mar 10 Tue: E4
[665 empty] | W2 | W2 | W2 | W2 | W2 | [30 empty] | Z1 | Z1 | Z1 | Z1 | Z1 | Z1 | Z1 | Z1 | Z1 | Z1 | Z1 | Z1 | Z1 | Z1 | [25 empty] | E3 | E3 | E3 | E3 | E3 | E3 | E3 | E3 | E3 | E3 | E3 | E3 | E3 | E3
| Entry | Concourse level | Dec 22 Mon: S9; Dec 23 Tue: S9; Dec 24 Wed: S9; Dec 25 Thu: S9; Dec 26 Fri: S9; Dec 27 Sat: S9; Dec 28 Sun: S9; Dec 29 Mon: S9; Dec 30 Tue: S9; Dec 31 Wed: S9; Jan 01 Thu: S9; Jan 02 Fri: S9; Jan 03 Sat: S9; Jan 04 Sun: S9; Jan 05 Mon: S9; Jan 06 Tue: S9; Jan 07 Wed: S9; Jan 08 Thu: S9; Jan 09 Fri: S9; Jan 10 Sat: S9; Jan 11 Sun: S9; Jan 12 Mon: S9; Jan 13 Tue: S9; Jan 14 Wed: S9; Jan 15 Thu: S9; Jan 16 Fri: S9; Jan 17 Sat: S9; Jan 18 Sun: S9; Jan 19 Mon: S9; Jan 20 Tue: S9; Jan 21 Wed: S9; Jan 22 Thu: S10; Jan 23 Fri: S10; Jan 24 Sat: S10; Jan 25 Sun: S10; Jan 26 Mon: S10; Jan 27 Tue: S10; Jan 28 Wed: S10; Jan 29 Thu: S10; Jan 30 Fri: S10; Jan 31 Sat: S10; Feb 01 Sun: S10; Feb 02 Mon: S10; Feb 03 Tue: S10; Feb 04 Wed: S10; Feb 05 Thu: MS1; Feb 06 Fri: MS1; Feb 07 Sat: MS1; Feb 08 Sun: MS1; Feb 09 Mon: MS1; Feb 10 Tue: MS1; Feb 11 Wed: MS1; Feb 12 Thu: MS1; Feb 13 Fri: MS1; Feb 14 Sat: MS1; Feb 15 Sun: MS1; Feb 16 Mon: MS1; Feb 17 Tue: MS1; Feb 18 Wed: MS1; Feb 19 Thu: MS1; Feb 20 Fri: MS1; Feb 21 Sat: MS1; Feb 22 Sun: MS1; Feb 23 Mon: MS1; Feb 24 Tue: MS1; Feb 25 Wed: MS1; Feb 26 Thu: SG1; Feb 27 Fri: SG1; Feb 28 Sat: SG1; Mar 01 Sun: SG1; Mar 02 Mon: SG1; Mar 03 Tue: SG1; Mar 04 Wed: SG1
| Lower Suite Level | North | Aug 09 Sat: C11; Aug 10 Sun: C11; Aug 11 Mon: C11; Aug 12 Tue: C11; Aug 13 Wed: C11; Aug 14 Thu: C11; Aug 15 Fri: C11; Aug 16 Sat: C11; Aug 17 Sun: C11; Aug 18 Mon: C11; Aug 19 Tue: C11; Aug 20 Wed: C11; Aug 21 Thu: C11; Aug 22 Fri: C11; Aug 23 Sat: C11; Aug 24 Sun: C11; Aug 25 Mon: C11; Aug 26 Tue: C11; Aug 27 Wed: C11; Aug 28 Thu: C11; Aug 29 Fri: C11; Aug 30 Sat: C11; Aug 31 Sun: C11; Sep 01 Mon: C11; Sep 02 Tue: C11; Sep 03 Wed: C11; Sep 04 Thu: C11; Sep 05 Fri: C11; Sep 11 Thu: RG2; Sep 12 Fri: RG2; Sep 13 Sat: RG2; Sep 14 Sun: RG2; Sep 15 Mon: RG2; Sep 16 Tue: RG2; Sep 17 Wed: RG2; Sep 18 Thu: RG2; Sep 19 Fri: RG2; Sep 20 Sat: RG2; Sep 21 Sun: RG2; Sep 22 Mon: RG2; Sep 23 Tue: RG2; Sep 24 Wed: RG2; Oct 02 Thu: MP2; Oct 03 Fri: MP2; Oct 04 Sat: MP2; Oct 05 Sun: MP2; Oct 06 Mon: MP2; Oct 07 Tue: MP2; Oct 08 Wed: MP2; Oct 09 Thu: MP2; Oct 10 Fri: MP2; Oct 11 Sat: MP2; Oct 12 Sun: MP2; Oct 13 Mon: MP2; Oct 14 Tue: MP2; Oct 15 Wed: MP2; Oct 16 Thu: MP2; Oct 17 Fri: MP2; Oct 18 Sat: MP2; Oct 19 Sun: MP2; Oct 20 Mon: MP2; Oct 21 Tue: MP2; Oct 22 Wed: MP2; Oct 23 Thu: MP2; Oct 24 Fri: MP2; Oct 25 Sat: MP2; Oct 26 Sun: MP2; Oct 27 Mon: MP2; Oct 28 Tue: MP2; Oct 29 Wed: MP2
[626 empty] | RG1 | [8 empty] | F1 | F1 | F1 | F1 | F1 | F1 | F1 | F1 | F1 | F1 | F1 | F1 | F1 | F1 | W2 | W2 | W2 | W2 | W2 | W2 | W2 | W2 | [42 empty] | M1 | M1 | M1 | M1 | M1 | M1 | M1 | M1 | M1 | M1 | M1 | M1 | M1 | M1
|  | South | Sep 04 Thu: RG1; Sep 18 Thu: F1; Sep 19 Fri: F1; Sep 20 Sat: F1; Sep 21 Sun: F1; Sep 22 Mon: F1; Sep 23 Tue: F1; Sep 24 Wed: F1; Sep 25 Thu: F1; Sep 26 Fri: F1; Sep 27 Sat: F1; Sep 28 Sun: F1; Sep 29 Mon: F1; Sep 30 Tue: F1; Oct 01 Wed: F1; Oct 02 Thu: W2; Oct 03 Fri: W2; Oct 04 Sat: W2; Oct 05 Sun: W2; Oct 06 Mon: W2; Oct 07 Tue: W2; Oct 08 Wed: W2; Oct 30 Thu: MP2; Oct 31 Fri: MP2; Nov 01 Sat: MP2; Nov 02 Sun: MP2; Nov 03 Mon: MP2; Nov 04 Tue: MP2; Nov 05 Wed: MP2; Nov 06 Thu: MP2; Nov 07 Fri: MP2; Nov 08 Sat: MP2; Nov 09 Sun: MP2; Nov 10 Mon: MP2; Nov 11 Tue: MP2; Nov 12 Wed: MP2; Nov 13 Thu: MP2; Nov 14 Fri: MP2; Nov 15 Sat: MP2; Nov 16 Sun: MP2; Nov 17 Mon: MP2; Nov 18 Tue: MP2; Nov 19 Wed: MP2; Nov 20 Thu: MP2; Nov 21 Fri: MP2; Nov 22 Sat: MP2; Nov 23 Sun: MP2; Nov 24 Mon: MP2; Nov 25 Tue: MP2; Nov 26 Wed: MP2
[650 empty] | C11 | C11 | C11 | C11 | C11 | C11 | C11 | C11 | C11 | C11 | C11 | C11 | C11 | C11 | C11 | C11 | C11 | C11 | C11 | C11 | C11 | C11 | C11 | C11 | C11 | C11 | C11 | C11 | RG2 | RG2 | RG2 | RG2 | RG2 | RG2 | RG2 | RG2 | RG2 | RG2 | RG2 | RG2 | RG2 | RG2 | [21 empty] | M1 | M1 | M1 | M1 | M1 | M1 | M1
| Main building | Main building | Mar 11 Wed: MH2; Mar 12 Thu: MH2; Mar 13 Fri: MH2; Mar 14 Sat: MH2; Mar 15 Sun: MH2; Mar 16 Mon: MH2; Mar 17 Tue: MH2; Mar 18 Wed: MH2; Mar 19 Thu: MH2; Mar 20 Fri: MH2; Mar 21 Sat: MH2; Mar 22 Sun: MH2; Mar 23 Mon: MH2; Mar 24 Tue: MH2; Mar 25 Wed: MH3; Mar 26 Thu: MH3; Mar 27 Fri: MH3; Mar 28 Sat: MH3; Mar 29 Sun: MH3; Mar 30 Mon: MH3; Mar 31 Tue: MH3; Apr 01 Wed: MH3; Apr 02 Thu: MH3; Apr 03 Fri: MH3; Apr 04 Sat: MH3; Apr 05 Sun: MH3; Apr 06 Mon: MH3; Apr 07 Tue: MH3
| Northeast - Concourse Level | NE | Oct 03 Fri: F1; Oct 04 Sat: F1; Oct 05 Sun: F1; Oct 06 Mon: F1; Oct 07 Tue: F1; Oct 08 Wed: F1; Oct 09 Thu: F1; Oct 10 Fri: F1; Oct 11 Sat: F1; Oct 12 Sun: F1; Oct 13 Mon: F1; Oct 14 Tue: F1; Oct 15 Wed: F1; Oct 16 Thu: F1; Oct 17 Fri: Y2; Oct 18 Sat: Y2; Oct 19 Sun: Y2; Oct 20 Mon: Y2; Oct 24 Fri: R1; Oct 25 Sat: R1; Oct 26 Sun: R1; Oct 27 Mon: R1; Oct 28 Tue: R1; Oct 29 Wed: R1; Oct 30 Thu: R1; Oct 31 Fri: R1; Nov 01 Sat: R1; Nov 02 Sun: R1; Nov 03 Mon: R1; Nov 04 Tue: R1; Nov 05 Wed: R1; Nov 06 Thu: R1; Nov 07 Fri: R1; Nov 08 Sat: R1; Nov 09 Sun: R1; Nov 10 Mon: R1; Nov 11 Tue: R1; Nov 12 Wed: R1; Nov 13 Thu: R1; Nov 14 Fri: R1; Nov 15 Sat: R1; Nov 16 Sun: R1; Nov 17 Mon: R1; Nov 18 Tue: R1; Nov 19 Wed: R1; Nov 20 Thu: R1; Nov 21 Fri: R1; Nov 22 Sat: R1; Nov 23 Sun: R1; Nov 24 Mon: R1; Nov 25 Tue: R1; Nov 26 Wed: R1; Nov 27 Thu: R1; Nov 28 Fri: R1; Nov 29 Sat: R1; Nov 30 Sun: R1; Dec 01 Mon: R1; Jan 30 Fri: MP3; Jan 31 Sat: MP3; Feb 01 Sun: MP3; Feb 02 Mon: MP3; Feb 03 Tue: MP3; Feb 04 Wed: MP3; Feb 05 Thu: MP3; Feb 06 Fri: MP3; Feb 07 Sat: MP3; Feb 08 Sun: MP3; Feb 09 Mon: MP3; Feb 10 Tue: MP3; Feb 11 Wed: MP3; Feb 12 Thu: MP3
[693 empty] | W2 | W2 | W2 | W2 | W2 | W2 | W2
| Northeast - Roof Level | NE | Sep 17 Wed: RG1; Sep 18 Thu: RG1; Oct 23 Thu: RG2; Oct 24 Fri: RG2; Oct 25 Sat: RG2; Oct 26 Sun: RG2; Oct 27 Mon: RG2; Oct 28 Tue: RG2; Oct 29 Wed: RG2; Nov 13 Thu: M1; Nov 14 Fri: M1; Nov 15 Sat: M1; Nov 16 Sun: M1; Nov 17 Mon: M1; Nov 18 Tue: M1; Nov 19 Wed: M1
| Roof Level | NEC | Aug 19 Tue: RG1; Aug 20 Wed: RG1; Sep 02 Tue: RG2; Sep 03 Wed: RG2; Sep 04 Thu: RG2; Sep 05 Fri: RG2; Sep 06 Sat: RG2; Sep 07 Sun: RG2; Sep 08 Mon: RG2; Sep 09 Tue: RG2; Sep 10 Wed: M1; Sep 11 Thu: M1; Sep 12 Fri: M1; Sep 13 Sat: M1; Sep 14 Sun: M1; Sep 15 Mon: M1; Sep 16 Tue: M1; Sep 17 Wed: M1; Sep 18 Thu: M1; Sep 19 Fri: M1; Sep 20 Sat: M1; Sep 21 Sun: M1; Sep 22 Mon: M1; Sep 23 Tue: M1; Sep 24 Wed: M1; Sep 25 Thu: M1; Sep 26 Fri: M1; Sep 27 Sat: M1; Sep 28 Sun: M1; Sep 29 Mon: M1; Sep 30 Tue: M1
|  | Roof Level | Oct 16 Thu: RG2; Oct 17 Fri: RG2; Oct 18 Sat: RG2; Oct 19 Sun: RG2; Oct 20 Mon: RG2; Oct 21 Tue: RG2; Oct 22 Wed: RG2
|  | SEC | Sep 02 Tue: RG1; Sep 03 Wed: RG1; Sep 25 Thu: RG2; Sep 26 Fri: RG2; Sep 27 Sat: RG2; Sep 28 Sun: RG2; Sep 29 Mon: RG2; Sep 30 Tue: RG2; Oct 01 Wed: RG2; Oct 02 Thu: M1; Oct 03 Fri: M1; Oct 04 Sat: M1; Oct 05 Sun: M1; Oct 06 Mon: M1; Oct 07 Tue: M1; Oct 08 Wed: M1; Oct 09 Thu: M1; Oct 10 Fri: M1; Oct 11 Sat: M1; Oct 12 Sun: M1; Oct 13 Mon: M1; Oct 14 Tue: M1; Oct 15 Wed: M1; Oct 16 Thu: M1; Oct 17 Fri: M1; Oct 18 Sat: M1; Oct 19 Sun: M1; Oct 20 Mon: M1; Oct 21 Tue: M1; Oct 22 Wed: M1
CIVIL/SITE | East | East | Apr 07 Mon: U1; Apr 08 Tue: U1; Apr 09 Wed: U1; Apr 10 Thu: U1; Apr 11 Fri: U1; Apr 12 Sat: U1; Apr 13 Sun: U1; Apr 14 Mon: U1; Apr 15 Tue: U1; Apr 16 Wed: U1; Apr 17 Thu: U1; Apr 18 Fri: U1; Apr 19 Sat: U1; Apr 20 Sun: U1; Apr 21 Mon: U1; Apr 22 Tue: U1; Apr 23 Wed: U1; Apr 24 Thu: U1; Apr 25 Fri: U1; Apr 26 Sat: U1; Apr 27 Sun: U1; Apr 28 Mon: U1; Apr 29 Tue: U1; Apr 30 Wed: U1; May 01 Thu: U1; May 02 Fri: U1; May 03 Sat: U1; May 04 Sun: U1; May 05 Mon: U1; May 06 Tue: U1; May 07 Wed: U1; May 08 Thu: U1; May 09 Fri: U1; May 10 Sat: U1; May 11 Sun: U1; May 12 Mon: U1; May 13 Tue: U1; May 14 Wed: U1; May 15 Thu: U1; May 16 Fri: U1; May 17 Sat: U1; May 18 Sun: U1; May 19 Mon: U1; May 20 Tue: U1; May 21 Wed: U1; May 22 Thu: U1; May 23 Fri: U1; May 24 Sat: U1; May 25 Sun: U1; May 26 Mon: U1; May 27 Tue: U1; May 28 Wed: U1; May 29 Thu: U1; May 30 Fri: U1; May 31 Sat: U1; Jun 01 Sun: U1; Jun 02 Mon: U1; Jun 03 Tue: U1; Jun 04 Wed: U1; Jun 05 Thu: U1; Jun 06 Fri: U1; Jun 07 Sat: U1; Jun 08 Sun: U1; Jun 09 Mon: U1; Jun 10 Tue: U1; Jun 11 Wed: U1; Jun 12 Thu: U1; Jun 13 Fri: U1; Jun 14 Sat: U1; Jun 15 Sun: U1; Jun 16 Mon: U1; Jun 17 Tue: A1; Jun 18 Wed: A1; Jun 19 Thu: A1; Jun 20 Fri: A1; Jun 21 Sat: A1; Jun 22 Sun: A1; Jun 23 Mon: A1; Jun 24 Tue: A1; Jun 25 Wed: A1; Jun 26 Thu: A1; Jun 27 Fri: A1; Jun 28 Sat: A1; Jun 29 Sun: A1; Jun 30 Mon: A1; Jul 01 Tue: A1; Jul 02 Wed: A1; Jul 03 Thu: A1; Jul 04 Fri: A1; Jul 05 Sat: A1; Jul 06 Sun: A1; Jul 07 Mon: A1; Jul 08 Tue: A1; Jul 09 Wed: A1; Jul 10 Thu: A1; Jul 11 Fri: A1; Jul 12 Sat: A1; Jul 13 Sun: A1; Jul 14 Mon: A1; Jul 15 Tue: A1; Nov 20 Thu: HL1; Nov 21 Fri: HL1; Nov 22 Sat: HL1; Nov 23 Sun: HL1; Nov 24 Mon: HL1; Nov 25 Tue: HL1; Nov 26 Wed: HL1; Nov 27 Thu: HL1; Nov 28 Fri: HL1; Nov 29 Sat: HL1; Nov 30 Sun: HL1; Dec 01 Mon: HL1; Dec 02 Tue: HL1; Dec 03 Wed: HL1; Dec 04 Thu: HL1; Dec 05 Fri: HL1; Dec 06 Sat: HL1; Dec 07 Sun: HL1; Dec 08 Mon: HL1; Dec 09 Tue: HL1; Dec 10 Wed: HL1; Dec 11 Thu: HL1; Dec 12 Fri: HL1; Dec 13 Sat: HL1; Dec 14 Sun: HL1; Dec 15 Mon: HL1; Dec 16 Tue: HL1; Dec 17 Wed: HL1; Dec 18 Thu: HL1; Dec 19 Fri: HL1; Dec 20 Sat: HL1; Dec 21 Sun: HL1; Dec 22 Mon: HL1; Dec 23 Tue: HL1; Dec 24 Wed: HL1; Dec 25 Thu: HL1; Dec 26 Fri: HL1; Dec 27 Sat: HL1; Dec 28 Sun: HL1; Dec 29 Mon: HL1; Dec 30 Tue: HL1; Dec 31 Wed: HL1; Jan 01 Thu: HL1; Jan 02 Fri: HL1; Jan 03 Sat: HL1; Jan 04 Sun: HL1; Jan 05 Mon: HL1; Jan 06 Tue: HL1; Jan 07 Wed: HL1; Jan 08 Thu: HL1; Jan 09 Fri: HL1; Jan 10 Sat: HL1; Jan 11 Sun: HL1; Jan 12 Mon: HL1; Jan 13 Tue: HL1; Jan 14 Wed: HL1; Jan 15 Thu: HL1; Jan 16 Fri: HL1; Jan 17 Sat: HL1; Jan 18 Sun: HL1; Jan 19 Mon: HL1; Jan 20 Tue: HL1; Jan 21 Wed: HL1; Jan 22 Thu: HL1; Jan 23 Fri: HL1; Jan 24 Sat: HL1; Jan 25 Sun: HL1; Jan 26 Mon: HL1; Jan 27 Tue: HL1; Jan 28 Wed: HL1; Jan 29 Thu: HL1; Jan 30 Fri: HL1; Jan 31 Sat: HL1; Feb 01 Sun: HL1; Feb 02 Mon: HL1; Feb 03 Tue: HL1; Feb 04 Wed: HL1; Feb 05 Thu: HL1; Feb 06 Fri: HL1; Feb 07 Sat: HL1; Feb 08 Sun: HL1; Feb 09 Mon: HL1; Feb 10 Tue: HL1; Feb 11 Wed: HL1; Feb 12 Thu: HL1; Feb 13 Fri: HL1; Feb 14 Sat: HL1; Feb 15 Sun: HL1; Feb 16 Mon: HL1; Feb 17 Tue: HL1; Feb 18 Wed: HL1; Feb 19 Thu: HL1; Feb 20 Fri: HL1; Feb 21 Sat: HL1; Feb 22 Sun: HL1; Feb 23 Mon: HL1; Feb 24 Tue: HL1; Feb 25 Wed: HL1; Feb 26 Thu: HL1; Feb 27 Fri: HL1; Feb 28 Sat: HL1; Mar 01 Sun: HL1; Mar 02 Mon: HL1; Mar 03 Tue: HL1; Mar 04 Wed: HL1; Mar 05 Thu: HL1; Mar 06 Fri: HL1; Mar 07 Sat: HL1; Mar 08 Sun: HL1; Mar 09 Mon: HL1; Mar 10 Tue: HL1; Mar 11 Wed: HL1
[542 empty] | U2 | U2 | U2 | U2 | U2 | U2 | U2 | U2 | U2 | U2 | U2 | U2 | U2 | U2 | U2 | U2 | U2 | U2 | U2 | U2 | U2 | U2 | U2 | U2 | U2 | U2 | U2 | U2 | U2
CANOPIES | Main building | Main building | Oct 03 Fri: E2; Oct 04 Sat: E2; Oct 05 Sun: E2; Oct 06 Mon: E2; Oct 07 Tue: E2; Oct 08 Wed: E2; Oct 09 Thu: E2; Oct 10 Fri: E2; Oct 11 Sat: E2; Oct 12 Sun: E2; Oct 13 Mon: E2; Oct 14 Tue: E2; Oct 15 Wed: E2; Oct 16 Thu: E2; Oct 17 Fri: E2; Oct 18 Sat: E2; Oct 19 Sun: E2; Oct 20 Mon: E2; Oct 21 Tue: E2; Oct 22 Wed: E2; Oct 23 Thu: E2; Oct 24 Fri: E2; Oct 25 Sat: E2; Oct 26 Sun: E2; Oct 27 Mon: E2; Oct 28 Tue: E2; Oct 29 Wed: E2; Oct 30 Thu: E2; Oct 31 Fri: E2; Nov 01 Sat: E2; Nov 02 Sun: E2; Nov 03 Mon: E2; Nov 04 Tue: E2; Nov 05 Wed: E2; Nov 06 Thu: E2; Nov 07 Fri: E2; Nov 08 Sat: E2; Nov 09 Sun: E2; Nov 10 Mon: E2; Nov 11 Tue: E2; Nov 12 Wed: E2; Nov 13 Thu: E2; Nov 14 Fri: E2; Nov 15 Sat: E2; Nov 16 Sun: E2; Nov 17 Mon: E2; Nov 18 Tue: E2; Nov 19 Wed: E2; Nov 20 Thu: E2; Nov 21 Fri: E2; Nov 22 Sat: E2; Nov 23 Sun: E2; Nov 24 Mon: E2; Nov 25 Tue: E2; Nov 26 Wed: E2; Nov 27 Thu: E2; Nov 28 Fri: E2; Nov 29 Sat: E2; Nov 30 Sun: E2; Dec 01 Mon: E2; Dec 02 Tue: E2; Dec 03 Wed: E2; Dec 04 Thu: E2; Dec 05 Fri: E2; Dec 06 Sat: E2; Dec 07 Sun: E2; Dec 08 Mon: E2; Dec 09 Tue: E2; Dec 10 Wed: E2; Dec 11 Thu: E2; Dec 12 Fri: E2; Dec 13 Sat: E2; Dec 14 Sun: E2; Dec 15 Mon: E2; Dec 16 Tue: E2; Dec 17 Wed: E2; Dec 18 Thu: E2; Dec 19 Fri: E2; Dec 20 Sat: E2; Dec 21 Sun: E2; Dec 22 Mon: E2; Dec 23 Tue: E2; Dec 24 Wed: E2; Dec 25 Thu: E2; Dec 26 Fri: E2; Dec 27 Sat: E2; Dec 28 Sun: E2; Dec 29 Mon: E2; Dec 30 Tue: E2; Apr 20 Mon: S7; Apr 21 Tue: S7; Apr 22 Wed: S7; Apr 23 Thu: S7; Apr 24 Fri: S7; Apr 25 Sat: S7; Apr 26 Sun: S7; Apr 27 Mon: S7; Apr 28 Tue: S7; Apr 29 Wed: S7; Apr 30 Thu: S7; May 01 Fri: S7; May 02 Sat: S7; May 03 Sun: S7; May 04 Mon: S7; May 05 Tue: S7; May 06 Wed: S7; May 07 Thu: S7; May 08 Fri: S7; May 09 Sat: S7; May 10 Sun: S7; May 11 Mon: S7; May 12 Tue: S7; May 13 Wed: S7; May 14 Thu: S7; May 15 Fri: S7; May 16 Sat: S7; May 17 Sun: S7; May 18 Mon: S7; May 19 Tue: S7; May 20 Wed: S7; May 21 Thu: S7; May 22 Fri: S7; May 23 Sat: S7; May 24 Sun: S7; May 25 Mon: S7; May 26 Tue: S7; May 27 Wed: S7; May 28 Thu: S7; May 29 Fri: S7; May 30 Sat: S7; May 31 Sun: S7; Jun 01 Mon: S7; Jun 02 Tue: S7; Jun 03 Wed: S7; Jun 04 Thu: S7; Jun 05 Fri: S7; Jun 06 Sat: S7; Jun 07 Sun: S7; Jun 08 Mon: S7; Jun 09 Tue: S7; Jun 10 Wed: S7; Jun 11 Thu: S7; Jun 12 Fri: S7; Jun 13 Sat: S7; Jun 14 Sun: S7; Jun 15 Mon: S7; Jun 16 Tue: S7; Jun 17 Wed: S7; Jun 18 Thu: S7; Jun 19 Fri: S7; Jun 20 Sat: S7; Jun 21 Sun: S7; Jun 22 Mon: S7; Jun 23 Tue: S7; Jun 24 Wed: S7; Jun 25 Thu: S7; Jun 26 Fri: S7; Jun 27 Sat: S7; Jun 28 Sun: S7; Jun 29 Mon: S7; Jun 30 Tue: S8; Jul 01 Wed: S8; Jul 02 Thu: S8; Jul 03 Fri: S8; Jul 04 Sat: S8; Jul 05 Sun: S8; Jul 06 Mon: S8; Jul 07 Tue: S8; Jul 08 Wed: S8; Jul 09 Thu: S8; Jul 10 Fri: S8; Jul 11 Sat: S8; Jul 12 Sun: S8; Jul 13 Mon: S8; Jul 14 Tue: S8; Jul 15 Wed: S8; Jul 16 Thu: S8; Jul 17 Fri: S8; Jul 18 Sat: S8; Jul 19 Sun: S8; Jul 20 Mon: S8; Jul 21 Tue: S8; Jul 22 Wed: S8; Jul 23 Thu: S8; Jul 24 Fri: S8; Jul 25 Sat: S8; Jul 26 Sun: S8; Jul 27 Mon: S8; Jul 28 Tue: S8
INTERIORS | Closeout/Commissioning | Closeout/Commissioning | bar: Apr 08 Wed to Jun 30 Tue
| Concession Wings - Concourse level | MEP/LV Rooms | Sep 02 Tue: F2; Sep 03 Wed: F2; Sep 04 Thu: M2; Sep 05 Fri: M2; Sep 09 Tue: P6; Sep 10 Wed: P6; Sep 11 Thu: F3; Sep 12 Fri: F3; Sep 13 Sat: F3; Sep 14 Sun: F3; Sep 15 Mon: F3; Sep 16 Tue: E7; Sep 17 Wed: E7; Sep 18 Thu: E7; Sep 19 Fri: E7; Sep 20 Sat: E7; Sep 21 Sun: E7; Sep 22 Mon: E7; Sep 23 Tue: IS1; Sep 24 Wed: IS2; Sep 25 Thu: DW1; Sep 26 Fri: DW1; Sep 27 Sat: DW1; Sep 28 Sun: DW1; Sep 29 Mon: DW1; Sep 30 Tue: DW2; Oct 01 Wed: DW2; Oct 02 Thu: DW2; Oct 03 Fri: DW2; Oct 04 Sat: DW2; Oct 05 Sun: DW2; Oct 06 Mon: DW2; Oct 07 Tue: DW2; Oct 08 Wed: DW2; Oct 09 Thu: M8; Oct 14 Tue: DW4; Oct 15 Wed: EQ2; Oct 16 Thu: EQ2; Oct 17 Fri: E12; Oct 18 Sat: E12; Oct 19 Sun: E12; Oct 20 Mon: E12; Nov 14 Fri: CN1; Nov 15 Sat: CN1; Nov 16 Sun: CN1; Nov 17 Mon: CN1; Nov 18 Tue: CN1; Nov 19 Wed: CN1; Nov 20 Thu: CN1; Nov 21 Fri: MH2; Nov 22 Sat: MH2; Nov 23 Sun: MH2; Nov 24 Mon: MH2; Nov 25 Tue: MH2; Nov 26 Wed: MH2; Nov 27 Thu: MH2; Nov 28 Fri: MH2; Nov 29 Sat: MH2; Nov 30 Sun: MH2; Dec 01 Mon: MH2; Dec 02 Tue: MH2; Dec 03 Wed: MH2; Dec 04 Thu: MH2; Dec 05 Fri: MH2; Dec 06 Sat: MH2; Dec 07 Sun: MH2; Dec 08 Mon: MH2; Dec 09 Tue: MH3; Dec 10 Wed: MH3; Dec 11 Thu: MH3; Dec 12 Fri: MH3; Dec 13 Sat: MH3; Dec 14 Sun: MH3; Dec 15 Mon: MH3; Dec 16 Tue: MH3; Dec 17 Wed: MH3; Dec 18 Thu: MH3; Dec 19 Fri: MH3; Dec 20 Sat: MH3; Dec 21 Sun: MH3; Dec 22 Mon: MH3; Dec 23 Tue: CN2; Dec 24 Wed: CN2
[655 empty] | H2 | H2 | [28 empty] | E10 | E10 | [6 empty] | E5 | E5 | E5 | E5 | E5 | E5 | E5 | E5 | E5 | E5 | E5 | E5 | E5 | E5 | E5 | E5 | E5 | E5 | E5 | E5 | E5 | E5 | E5 | E5 | E5 | E5 | E5 | E5
[685 empty] | C13 | C13 | C13 | C13 | C13
[685 empty] | E11 | E11 | E11 | E11 | E11 | E11 | E11
|  | North Concessions | Sep 29 Mon: F2; Sep 30 Tue: F2; Oct 01 Wed: M2; Oct 02 Thu: M2; Oct 08 Wed: P6; Oct 09 Thu: P6; Oct 10 Fri: P6; Oct 11 Sat: P6; Oct 12 Sun: P6; Oct 13 Mon: P6; Oct 14 Tue: P6; Oct 21 Tue: P3; Oct 22 Wed: P3; Oct 23 Thu: P3; Oct 24 Fri: P3; Oct 25 Sat: P3; Oct 26 Sun: P3; Oct 27 Mon: P3; Oct 29 Wed: IS1; Oct 30 Thu: IS2; Oct 31 Fri: DW1; Nov 01 Sat: DW1; Nov 02 Sun: DW1; Nov 03 Mon: DW1; Nov 04 Tue: DW1; Nov 05 Wed: DW1; Nov 06 Thu: DW1; Nov 07 Fri: DW2; Nov 08 Sat: DW2; Nov 09 Sun: DW2; Nov 10 Mon: DW2; Nov 11 Tue: DW2; Nov 12 Wed: DW2; Nov 13 Thu: DW2; Nov 14 Fri: DW2; Nov 15 Sat: DW2; Nov 16 Sun: DW2; Nov 17 Mon: DW2; Nov 18 Tue: F4; Nov 20 Thu: RF1; Nov 21 Fri: RF1; Nov 22 Sat: RF1; Nov 23 Sun: RF1; Nov 24 Mon: RF1; Nov 26 Wed: Q3; Nov 27 Thu: Q3; Nov 28 Fri: Q3; Nov 29 Sat: Q3; Nov 30 Sun: Q3; Dec 01 Mon: Q3; Dec 02 Tue: Q3; Dec 03 Wed: M4; Dec 04 Thu: H3; Dec 12 Fri: E10; Dec 13 Sat: E10; Dec 14 Sun: E10; Dec 15 Mon: E10; Dec 16 Tue: E10; Dec 17 Wed: IS3; Dec 18 Thu: IS4; Dec 19 Fri: DW3; Dec 22 Mon: DW2; Dec 23 Tue: DW2; Dec 24 Wed: DW2; Dec 26 Fri: PT1; Dec 27 Sat: PT1; Dec 28 Sun: PT1; Dec 29 Mon: PT1; Dec 30 Tue: PT1; Jan 02 Fri: DW4; Jan 05 Mon: Y4; Jan 06 Tue: Y4; Jan 07 Wed: Y4; Jan 08 Thu: Y4; Jan 09 Fri: Y4; Jan 10 Sat: Y4; Jan 11 Sun: Y4; Jan 12 Mon: Y4; Jan 13 Tue: Y4; Jan 14 Wed: Y4; Jan 15 Thu: Y4; Jan 16 Fri: Y4; Jan 17 Sat: Y4; Jan 18 Sun: Y4; Jan 19 Mon: Y4; Jan 20 Tue: M5; Jan 27 Tue: EQ2; Jan 28 Wed: EQ2; Feb 02 Mon: M6; Feb 03 Tue: E12; Feb 04 Wed: E12; Feb 05 Thu: Q1; Feb 06 Fri: Q1; Feb 10 Tue: CN1; Feb 11 Wed: CN1; Feb 12 Thu: CN1; Feb 13 Fri: MH2; Feb 14 Sat: MH2; Feb 15 Sun: MH2; Feb 16 Mon: MH2; Feb 17 Tue: MH2; Feb 18 Wed: MH2; Feb 19 Thu: MH2; Feb 20 Fri: MH2; Feb 21 Sat: MH2; Feb 22 Sun: MH2; Feb 23 Mon: MH2; Feb 24 Tue: MH2; Feb 25 Wed: MH2; Feb 26 Thu: MH2; Feb 27 Fri: MH3; Feb 28 Sat: MH3; Mar 01 Sun: MH3; Mar 02 Mon: MH3; Mar 03 Tue: MH3; Mar 04 Wed: MH3; Mar 05 Thu: MH3; Mar 06 Fri: MH3; Mar 07 Sat: MH3; Mar 08 Sun: MH3; Mar 09 Mon: MH3; Mar 10 Tue: MH3; Mar 11 Wed: MH3; Mar 12 Thu: MH3; Mar 13 Fri: CN2; Mar 14 Sat: CN2; Mar 15 Sun: CN2; Mar 16 Mon: CN2
[678 empty] | H2 | H2 | H2 | H2 | H2 | [6 empty] | F3 | F3 | F3 | F3 | F3 |  |  |  |  | E7 | E7 | E7 | E7 | E7 | E7 | E7 | [20 empty] | M7 | M7 | M3 | M3 | M3 | M3 | M3 | M3 | [7 empty] | E13 | E13 | E13 | [20 empty] | FO1 | FO1 | FO1 | FO1 | FO1 | FO1 | FO1 | FO1 | [17 empty] | EQ1 | EQ1 | EQ1 | EQ1 | EQ1 | EQ1 | EQ1 | P5 | P5 | P5
[796 empty] | E11 | E11 | E11
|  | North Restrooms | Sep 24 Wed: F2; Sep 25 Thu: F2; Sep 26 Fri: F2; Sep 29 Mon: M2; Sep 30 Tue: M2; Oct 01 Wed: P6; Oct 02 Thu: P6; Oct 03 Fri: P6; Oct 04 Sat: P6; Oct 05 Sun: P6; Oct 06 Mon: P6; Oct 07 Tue: P6; Oct 14 Tue: P3; Oct 15 Wed: P3; Oct 16 Thu: P3; Oct 17 Fri: P3; Oct 18 Sat: P3; Oct 19 Sun: P3; Oct 20 Mon: P3; Oct 21 Tue: IS1; Oct 22 Wed: IS2; Oct 23 Thu: DW1; Oct 24 Fri: DW1; Oct 25 Sat: DW1; Oct 26 Sun: DW1; Oct 27 Mon: DW1; Oct 28 Tue: DW2; Oct 29 Wed: DW2; Oct 30 Thu: DW2; Oct 31 Fri: DW2; Nov 01 Sat: DW2; Nov 02 Sun: DW2; Nov 03 Mon: DW2; Nov 04 Tue: Q3; Nov 05 Wed: Q3; Nov 06 Thu: Q3; Nov 07 Fri: M4; Nov 10 Mon: H3; Nov 14 Fri: E10; Nov 15 Sat: E10; Nov 16 Sun: E10; Nov 17 Mon: E10; Nov 18 Tue: E10; Nov 19 Wed: IS3; Nov 20 Thu: IS4; Nov 21 Fri: DW3; Nov 24 Mon: DW2; Nov 25 Tue: DW2; Nov 26 Wed: DW2; Dec 01 Mon: FO1; Dec 02 Tue: FO1; Dec 03 Wed: FO1; Dec 04 Thu: FO1; Dec 05 Fri: FO1; Dec 08 Mon: TE1; Dec 09 Tue: TE1; Dec 10 Wed: TE1; Dec 11 Thu: TE1; Dec 12 Fri: TE1; Dec 13 Sat: TE1; Dec 14 Sun: TE1; Dec 15 Mon: TE1; Dec 16 Tue: TE1; Dec 17 Wed: TE1; Dec 18 Thu: TE1; Dec 19 Fri: TE1; Dec 22 Mon: P4; Dec 23 Tue: P4; Dec 24 Wed: P4; Dec 25 Thu: P4; Dec 26 Fri: P4; Dec 27 Sat: P4; Dec 28 Sun: P4; Dec 29 Mon: P4; Dec 30 Tue: P5; Dec 31 Wed: P5; Jan 02 Fri: Y10; Jan 03 Sat: Y10; Jan 04 Sun: Y10; Jan 05 Mon: Y10; Jan 06 Tue: Y10; Jan 07 Wed: Y10; Jan 08 Thu: Y10; Jan 09 Fri: Y10; Jan 10 Sat: Y10; Jan 11 Sun: Y10; Jan 12 Mon: Y10; Jan 13 Tue: Y10; Jan 14 Wed: Y10; Jan 15 Thu: Y10; Jan 16 Fri: Y10; Jan 19 Mon: Y7; Jan 23 Fri: E11; Jan 24 Sat: E11; Jan 25 Sun: E11; Jan 26 Mon: E11; Jan 27 Tue: E11; Jan 28 Wed: E12; Jan 29 Thu: E12; Jan 30 Fri: Q1; Jan 31 Sat: Q1; Feb 01 Sun: Q1; Feb 02 Mon: Q1; Feb 03 Tue: CN1; Feb 04 Wed: CN1; Feb 05 Thu: CN1; Feb 06 Fri: CN1; Feb 07 Sat: CN1; Feb 08 Sun: CN1; Feb 09 Mon: CN1; Feb 10 Tue: MH2; Feb 11 Wed: MH2; Feb 12 Thu: MH2; Feb 13 Fri: MH2; Feb 14 Sat: MH2; Feb 15 Sun: MH2; Feb 16 Mon: MH2; Feb 17 Tue: MH2; Feb 18 Wed: MH2; Feb 19 Thu: MH2; Feb 20 Fri: MH2; Feb 21 Sat: MH2; Feb 22 Sun: MH2; Feb 23 Mon: MH2; Feb 24 Tue: MH3; Feb 25 Wed: MH3; Feb 26 Thu: MH3; Feb 27 Fri: MH3; Feb 28 Sat: MH3; Mar 01 Sun: MH3; Mar 02 Mon: MH3; Mar 03 Tue: MH3; Mar 04 Wed: MH3; Mar 05 Thu: MH3; Mar 06 Fri: MH3; Mar 07 Sat: MH3; Mar 08 Sun: MH3; Mar 09 Mon: MH3; Mar 10 Tue: CN2; Mar 11 Wed: CN2
[675 empty] | H2 | H2 | H2 |  |  |  |  | F3 | F3 | F3 | F3 | F3 |  |  |  | E7 | E7 | E7 | E7 | E7 | E7 | E7 | [16 empty] | F4 | E13 | E13 | E13 | E13 | [69 empty] | EQ2 | EQ2
|  | South Concessions | Oct 06 Mon: F2; Oct 07 Tue: F2; Oct 08 Wed: M2; Oct 09 Thu: M2; Oct 10 Fri: H2; Oct 11 Sat: H2; Oct 12 Sun: H2; Oct 13 Mon: H2; Oct 14 Tue: H2; Oct 22 Wed: P6; Oct 23 Thu: P6; Oct 24 Fri: P6; Oct 25 Sat: P6; Oct 26 Sun: P6; Oct 27 Mon: P6; Oct 28 Tue: P6; Oct 29 Wed: F3; Oct 30 Thu: F3; Nov 05 Wed: P3; Nov 06 Thu: P3; Nov 07 Fri: P3; Nov 08 Sat: P3; Nov 09 Sun: P3; Nov 10 Mon: P3; Nov 11 Tue: P3; Nov 12 Wed: IS1; Nov 13 Thu: IS2; Nov 14 Fri: DW1; Nov 15 Sat: DW1; Nov 16 Sun: DW1; Nov 17 Mon: DW1; Nov 18 Tue: DW1; Nov 19 Wed: DW2; Nov 20 Thu: DW2; Nov 21 Fri: DW2; Nov 22 Sat: DW2; Nov 23 Sun: DW2; Nov 24 Mon: DW2; Nov 25 Tue: DW2; Nov 26 Wed: DW2; Nov 27 Thu: DW2; Nov 28 Fri: DW2; Nov 29 Sat: DW2; Nov 30 Sun: DW2; Dec 01 Mon: DW2; Dec 03 Wed: M7; Dec 04 Thu: M7; Dec 05 Fri: M3; Dec 06 Sat: M3; Dec 07 Sun: M3; Dec 08 Mon: M3; Dec 09 Tue: M3; Dec 10 Wed: M3; Dec 11 Thu: Q3; Dec 12 Fri: Q3; Dec 16 Tue: E13; Dec 17 Wed: E13; Dec 18 Thu: E13; Dec 19 Fri: H3; Dec 24 Wed: IS3; Dec 26 Fri: IS4; Jan 05 Mon: FO1; Jan 06 Tue: FO1; Jan 07 Wed: FO1; Jan 08 Thu: FO1; Jan 09 Fri: FO1; Jan 10 Sat: FO1; Jan 11 Sun: FO1; Jan 12 Mon: FO1; Feb 04 Wed: Y4; Feb 05 Thu: Y4; Feb 06 Fri: Y4; Feb 07 Sat: Y4; Feb 08 Sun: Y4; Feb 09 Mon: Y4; Feb 10 Tue: Y4; Feb 11 Wed: Y4; Feb 12 Thu: Y4; Feb 13 Fri: Y4; Feb 14 Sat: Y4; Feb 15 Sun: Y4; Feb 16 Mon: Y4; Feb 17 Tue: Y4; Feb 18 Wed: M5; Feb 19 Thu: M5; Feb 20 Fri: M5; Feb 25 Wed: EQ2; Feb 26 Thu: EQ2; Mar 02 Mon: E12; Mar 03 Tue: E12; Mar 04 Wed: M6; Mar 05 Thu: Q1; Mar 06 Fri: Q1; Mar 09 Mon: CN1; Mar 10 Tue: CN1; Mar 11 Wed: CN1; Mar 12 Thu: CN1; Mar 13 Fri: CN1; Mar 16 Mon: MH2; Mar 17 Tue: MH2; Mar 18 Wed: MH2; Mar 19 Thu: MH2; Mar 20 Fri: MH2; Mar 21 Sat: MH2; Mar 22 Sun: MH2; Mar 23 Mon: MH2; Mar 24 Tue: MH2; Mar 25 Wed: MH2; Mar 26 Thu: MH2; Mar 27 Fri: MH2; Mar 30 Mon: MH3; Mar 31 Tue: MH3; Apr 01 Wed: MH3; Apr 02 Thu: MH3; Apr 03 Fri: MH3; Apr 04 Sat: MH3; Apr 05 Sun: MH3; Apr 06 Mon: MH3; Apr 07 Tue: MH3; Apr 08 Wed: MH3; Apr 09 Thu: MH3; Apr 10 Fri: MH3; Apr 13 Mon: CN2; Apr 14 Tue: CN2
[712 empty] | E7 | E7 | E7 | E7 | E7 | E7 | E7 | [35 empty] | M4 | M4 | E10 | E10 | E10 | E10 | E10 | [56 empty] | EQ1 | EQ1 | EQ1 | EQ1 | EQ1 | EQ1 | EQ1 | P5 | P5 | P5
[824 empty] | E11 | E11 | E11
|  | South Restrooms | Oct 01 Wed: F2; Oct 02 Thu: F2; Oct 03 Fri: F2; Oct 06 Mon: M2; Oct 07 Tue: M2; Oct 15 Wed: P6; Oct 16 Thu: P6; Oct 17 Fri: P6; Oct 18 Sat: P6; Oct 19 Sun: P6; Oct 20 Mon: P6; Oct 21 Tue: P6; Oct 29 Wed: P3; Oct 30 Thu: P3; Oct 31 Fri: P3; Nov 01 Sat: P3; Nov 02 Sun: P3; Nov 03 Mon: P3; Nov 04 Tue: P3; Nov 05 Wed: IS1; Nov 06 Thu: IS2; Nov 07 Fri: DW1; Nov 08 Sat: DW1; Nov 09 Sun: DW1; Nov 10 Mon: DW1; Nov 11 Tue: DW1; Nov 12 Wed: DW2; Nov 13 Thu: DW2; Nov 14 Fri: DW2; Nov 15 Sat: DW2; Nov 16 Sun: DW2; Nov 17 Mon: DW2; Nov 18 Tue: DW2; Nov 19 Wed: F4; Nov 25 Tue: Q3; Nov 26 Wed: Q3; Dec 01 Mon: M4; Dec 02 Tue: H3; Dec 09 Tue: E10; Dec 10 Wed: E10; Dec 11 Thu: E10; Dec 18 Thu: IS3; Dec 19 Fri: IS4; Dec 22 Mon: DW3; Dec 23 Tue: DW2; Dec 24 Wed: DW2; Dec 25 Thu: DW2; Dec 26 Fri: DW2; Dec 27 Sat: DW2; Dec 28 Sun: DW2; Dec 29 Mon: DW2; Dec 30 Tue: DW2; Dec 31 Wed: FO2; Jan 12 Mon: PT2; Jan 13 Tue: PT2; Jan 14 Wed: FO1; Jan 15 Thu: FO1; Jan 16 Fri: FO1; Jan 17 Sat: FO1; Jan 18 Sun: FO1; Jan 19 Mon: FO1; Jan 20 Tue: FO1; Jan 21 Wed: TE1; Jan 22 Thu: TE1; Jan 23 Fri: TE1; Jan 24 Sat: TE1; Jan 25 Sun: TE1; Jan 26 Mon: TE1; Jan 27 Tue: TE1; Jan 28 Wed: TE1; Jan 29 Thu: TE1; Jan 30 Fri: TE1; Jan 31 Sat: TE1; Feb 01 Sun: TE1; Feb 02 Mon: TE1; Feb 03 Tue: TE1; Feb 04 Wed: P5; Feb 05 Thu: P5; Feb 11 Wed: Y10; Feb 12 Thu: Y10; Feb 13 Fri: Y10; Feb 14 Sat: Y10; Feb 15 Sun: Y10; Feb 16 Mon: Y10; Feb 17 Tue: Y10; Feb 18 Wed: Y7; Feb 19 Thu: E11; Feb 20 Fri: E11; Feb 21 Sat: E11; Feb 22 Sun: E11; Feb 23 Mon: E11; Feb 24 Tue: E12; Feb 25 Wed: E12; Feb 26 Thu: Q1; Feb 27 Fri: Q1; Mar 02 Mon: CN1; Mar 03 Tue: CN1; Mar 04 Wed: CN1; Mar 05 Thu: CN1; Mar 06 Fri: CN1; Mar 09 Mon: MH2; Mar 10 Tue: MH2; Mar 11 Wed: MH2; Mar 12 Thu: MH2; Mar 13 Fri: MH2; Mar 14 Sat: MH2; Mar 15 Sun: MH2; Mar 16 Mon: MH2; Mar 17 Tue: MH2; Mar 18 Wed: MH2; Mar 19 Thu: MH2; Mar 20 Fri: MH2; Mar 23 Mon: MH3; Mar 24 Tue: MH3; Mar 25 Wed: MH3; Mar 26 Thu: MH3; Mar 27 Fri: MH3; Mar 28 Sat: MH3; Mar 29 Sun: MH3; Mar 30 Mon: MH3; Mar 31 Tue: MH3; Apr 01 Wed: MH3; Apr 02 Thu: MH3; Apr 03 Fri: MH3; Apr 06 Mon: CN2; Apr 07 Tue: CN2
[683 empty] | H2 | H2 | H2 | [10 empty] | F3 | F3 | F3 | F3 | F3 |  |  |  |  | E7 | E7 | E7 | E7 | E7 | E7 | E7 | [26 empty] | E13 | E13 | [63 empty] | P4 | P4 | P4 | P4 | P4 | P4 | P4 | [7 empty] | EQ2 | EQ2
|  | Team Store | Oct 08 Wed: F2; Oct 10 Fri: M2; Oct 23 Thu: H2; Oct 24 Fri: H2; Oct 27 Mon: P6; Oct 28 Tue: P6; Oct 29 Wed: P6; Oct 30 Thu: P6; Oct 31 Fri: P6; Nov 03 Mon: F3; Nov 12 Wed: E7; Nov 13 Thu: E7; Nov 14 Fri: IS1; Nov 17 Mon: IS2; Nov 19 Wed: DW1; Nov 21 Fri: DW2; Nov 22 Sat: DW2; Nov 23 Sun: DW2; Nov 24 Mon: DW2; Nov 25 Tue: DW2; Nov 26 Wed: DW2; Nov 27 Thu: DW2; Nov 28 Fri: DW2; Nov 29 Sat: DW2; Nov 30 Sun: DW2; Dec 01 Mon: DW2; Dec 02 Tue: M4; Dec 03 Wed: E11; Dec 04 Thu: E11; Dec 17 Wed: E10; Dec 18 Thu: E10; Dec 26 Fri: CN1; Dec 27 Sat: CN1; Dec 28 Sun: CN1; Dec 29 Mon: CN1; Dec 30 Tue: CN1; Dec 31 Wed: MH2; Jan 01 Thu: MH2; Jan 02 Fri: MH2; Jan 03 Sat: MH2; Jan 04 Sun: MH2; Jan 05 Mon: MH2; Jan 06 Tue: MH2; Jan 07 Wed: MH2; Jan 08 Thu: MH2; Jan 09 Fri: MH2; Jan 10 Sat: MH2; Jan 11 Sun: MH2; Jan 12 Mon: MH2; Jan 13 Tue: MH2; Jan 14 Wed: MH2; Jan 15 Thu: MH2; Jan 16 Fri: MH3; Jan 17 Sat: MH3; Jan 18 Sun: MH3; Jan 19 Mon: MH3; Jan 20 Tue: MH3; Jan 21 Wed: MH3; Jan 22 Thu: MH3; Jan 23 Fri: MH3; Jan 24 Sat: MH3; Jan 25 Sun: MH3; Jan 26 Mon: MH3; Jan 27 Tue: MH3; Jan 28 Wed: MH3; Jan 29 Thu: MH3; Jan 30 Fri: CN2
FO3
| Hositing | Tower Crane 1 | Apr 11 Fri: C1; Apr 12 Sat: C1; Apr 13 Sun: C1; Apr 14 Mon: C1; Apr 15 Tue: C15; Apr 16 Wed: C15; Apr 17 Thu: C15; Apr 18 Fri: C15; Apr 19 Sat: C15; Apr 20 Sun: C15; Apr 21 Mon: C15; Apr 22 Tue: C15; Apr 23 Wed: C15; Apr 24 Thu: C15; Apr 25 Fri: C15; Apr 26 Sat: C15; Apr 27 Sun: C15; Apr 28 Mon: C15; Apr 29 Tue: C15; Apr 30 Wed: C15; May 01 Thu: C15; May 02 Fri: C15; May 03 Sat: C15; May 04 Sun: C15; May 05 Mon: C15; May 06 Tue: R1; May 07 Wed: R1; May 08 Thu: R1; May 09 Fri: R1; May 10 Sat: R1; May 11 Sun: R1; May 12 Mon: R1; Apr 27 Mon: R3; Apr 28 Tue: R3; Apr 29 Wed: R3; Apr 30 Thu: R3; May 01 Fri: R3
[529 empty] | R2 | R2 | R2 | R2 | R2 | R2 | R2 | R2 | R2 | R2 | R2 | R2 | R2 | R2 | R2 | R2 | R2 | R2 | R2 | R2 | R2 | R2 | R2 | R2 | R2 | R2 | R2 | R2 | R2 | R2 | R2 | R2 | R2 | R2 | R2 | R2 | R2 | R2 | R2 | R2 | R2 | R2 | R2 | R2 | R2 | R2 | R2 | R2 | R2 | R2 | R2 | R2 | R2 | R2 | R2 | R2 | R2 | R2 | R2 | R2 | R2 | R2 | R2 | R2 | R2 | R2 | R2 | R2 | R2 | R2 | R2 | R2 | R2 | R2 | R2 | R2 | R2 | R2 | R2 | R2 | R2 | R2 | R2 | R2 | R2 | R2 | R2 | R2 | R2 | R2 | R2 | R2 | R2 | R2 | R2 | R2 | R2 | R2 | R2 | R2 | R2 | R2 | R2 | R2 | R2 | R2 | R2 | R2 | R2 | R2 | R2 | R2 | R2 | R2 | R2 | R2 | R2 | R2 | R2 | R2 | R2 | R2 | R2 | R2 | R2 | R2 | R2 | R2 | R2 | R2 | R2 | R2 | R2 | R2 | R2 | R2 | R2 | R2 | R2 | R2 | R2 | R2 | R2 | R2 | R2 | R2 | R2 | R2 | R2 | R2 | R2 | R2 | R2 | R2 | R2 | R2 | R2 | R2 | R2 | R2 | R2 | R2 | R2 | R2 | R2 | R2 | R2 | R2 | R2 | R2 | R2 | R2 | R2 | R2 | R2 | R2 | R2 | R2 | R2 | R2 | R2 | R2 | R2 | R2 | R2 | R2 | R2 | R2 | R2 | R2 | R2 | R2 | R2 | R2 | R2 | R2 | R2 | R2 | R2 | R2 | R2 | R2 | R2 | R2 | R2 | R2 | R2 | R2 | R2 | R2 | R2 | R2 | R2 | R2 | R2 | R2 | R2 | R2 | R2 | R2 | R2 | R2 | R2 | R2 | R2 | R2 | R2 | R2 | R2 | R2 | R2 | R2 | R2 | R2 | R2 | R2 | R2 | R2 | R2 | R2 | R2 | R2 | R2 | R2 | R2 | R2 | R2 | R2 | R2 | R2 | R2 | R2 | R2 | R2 | R2 | R2 | R2 | R2 | R2 | R2 | R2 | R2 | R2 | R2 | R2 | R2 | R2 | R2 | R2 | R2 | R2 | R2 | R2 | R2 | R2 | R2 | R2 | R2 | R2 | R2 | R2 | R2 | R2 | R2 | R2 | R2 | R2 | R2 | R2 | R2 | R2 | R2 | R2 | R2 | R2 | R2 | R2 | R2 | R2 | R2 | R2 | R2 | R2 | R2 | R2 | R2 | R2 | R2 | R2 | R2 | R2 | R2 | R2 | R2 | R2 | R2 | R2 | R2 | R2 | R2 | R2 | R2 | R2 | R2 | R2 | R2 | R2 | R2 | R2 | R2 | R2 | R2 | R2 | R2 | R2 | R2 | R2 | R2 | R2 | R2 | R2 | R2 | R2 | R2 | R2 | R2 | R2 | R2 | R2 | R2 | R2 | R2 | R2 | R2 | R2 | R2 | R2 | R2 | R2 | R2 | R2
|  | Tower Crane 2 | Apr 09 Wed: C1; Apr 10 Thu: C1; Apr 11 Fri: C15; Apr 12 Sat: C15; Apr 13 Sun: C15; Apr 14 Mon: C15; Apr 15 Tue: C15; Apr 16 Wed: C15; Apr 17 Thu: C15; Apr 18 Fri: C15; Apr 19 Sat: C15; Apr 20 Sun: C15; Apr 21 Mon: C15; Apr 22 Tue: C15; Apr 23 Wed: C15; Apr 24 Thu: C15; Apr 25 Fri: C15; Apr 26 Sat: C15; Apr 27 Sun: C15; Apr 28 Mon: C15; Apr 29 Tue: C15; Apr 30 Wed: C15; May 01 Thu: C15; May 02 Fri: R1; May 03 Sat: R1; May 04 Sun: R1; May 05 Mon: R1; May 06 Tue: R1; May 07 Wed: R1; May 08 Thu: R1; May 04 Mon: R3; May 05 Tue: R3; May 06 Wed: R3; May 07 Thu: R3; May 08 Fri: R3
[525 empty] | R2 | R2 | R2 | R2 | R2 | R2 | R2 | R2 | R2 | R2 | R2 | R2 | R2 | R2 | R2 | R2 | R2 | R2 | R2 | R2 | R2 | R2 | R2 | R2 | R2 | R2 | R2 | R2 | R2 | R2 | R2 | R2 | R2 | R2 | R2 | R2 | R2 | R2 | R2 | R2 | R2 | R2 | R2 | R2 | R2 | R2 | R2 | R2 | R2 | R2 | R2 | R2 | R2 | R2 | R2 | R2 | R2 | R2 | R2 | R2 | R2 | R2 | R2 | R2 | R2 | R2 | R2 | R2 | R2 | R2 | R2 | R2 | R2 | R2 | R2 | R2 | R2 | R2 | R2 | R2 | R2 | R2 | R2 | R2 | R2 | R2 | R2 | R2 | R2 | R2 | R2 | R2 | R2 | R2 | R2 | R2 | R2 | R2 | R2 | R2 | R2 | R2 | R2 | R2 | R2 | R2 | R2 | R2 | R2 | R2 | R2 | R2 | R2 | R2 | R2 | R2 | R2 | R2 | R2 | R2 | R2 | R2 | R2 | R2 | R2 | R2 | R2 | R2 | R2 | R2 | R2 | R2 | R2 | R2 | R2 | R2 | R2 | R2 | R2 | R2 | R2 | R2 | R2 | R2 | R2 | R2 | R2 | R2 | R2 | R2 | R2 | R2 | R2 | R2 | R2 | R2 | R2 | R2 | R2 | R2 | R2 | R2 | R2 | R2 | R2 | R2 | R2 | R2 | R2 | R2 | R2 | R2 | R2 | R2 | R2 | R2 | R2 | R2 | R2 | R2 | R2 | R2 | R2 | R2 | R2 | R2 | R2 | R2 | R2 | R2 | R2 | R2 | R2 | R2 | R2 | R2 | R2 | R2 | R2 | R2 | R2 | R2 | R2 | R2 | R2 | R2 | R2 | R2 | R2 | R2 | R2 | R2 | R2 | R2 | R2 | R2 | R2 | R2 | R2 | R2 | R2 | R2 | R2 | R2 | R2 | R2 | R2 | R2 | R2 | R2 | R2 | R2 | R2 | R2 | R2 | R2 | R2 | R2 | R2 | R2 | R2 | R2 | R2 | R2 | R2 | R2 | R2 | R2 | R2 | R2 | R2 | R2 | R2 | R2 | R2 | R2 | R2 | R2 | R2 | R2 | R2 | R2 | R2 | R2 | R2 | R2 | R2 | R2 | R2 | R2 | R2 | R2 | R2 | R2 | R2 | R2 | R2 | R2 | R2 | R2 | R2 | R2 | R2 | R2 | R2 | R2 | R2 | R2 | R2 | R2 | R2 | R2 | R2 | R2 | R2 | R2 | R2 | R2 | R2 | R2 | R2 | R2 | R2 | R2 | R2 | R2 | R2 | R2 | R2 | R2 | R2 | R2 | R2 | R2 | R2 | R2 | R2 | R2 | R2 | R2 | R2 | R2 | R2 | R2 | R2 | R2 | R2 | R2 | R2 | R2 | R2 | R2 | R2 | R2 | R2 | R2 | R2 | R2 | R2 | R2 | R2 | R2 | R2 | R2 | R2 | R2 | R2 | R2 | R2 | R2 | R2 | R2 | R2 | R2 | R2 | R2 | R2 | R2 | R2 | R2 | R2 | R2 | R2 | R2 | R2 | R2 | R2 | R2 | R2 | R2 | R2 | R2
| Main building - Concourse level | Burn Club | Sep 16 Tue: F2; Sep 17 Wed: F2; Sep 18 Thu: F2; Sep 19 Fri: F2; Sep 22 Mon: M2; Sep 23 Tue: M2; Sep 24 Wed: M2; Sep 25 Thu: M2; Sep 26 Fri: M2; Sep 27 Sat: M2; Sep 28 Sun: M2; Sep 29 Mon: M2; Sep 30 Tue: M2; Oct 01 Wed: M2; Oct 03 Fri: P2; Oct 04 Sat: P2; Oct 05 Sun: P2; Oct 06 Mon: P2; Oct 07 Tue: P2; Oct 08 Wed: P2; Oct 09 Thu: P2; Oct 10 Fri: F3; Oct 11 Sat: F3; Oct 12 Sun: F3; Oct 13 Mon: F3; Oct 14 Tue: F3; Oct 15 Wed: E7; Oct 16 Thu: E7; Oct 17 Fri: E7; Oct 18 Sat: E7; Oct 19 Sun: E7; Oct 20 Mon: E7; Oct 21 Tue: E7; Oct 23 Thu: IS1; Oct 24 Fri: IS1; Oct 27 Mon: IS2; Oct 28 Tue: DW1; Oct 29 Wed: DW1; Oct 30 Thu: DW1; Oct 31 Fri: DW1; Nov 03 Mon: DW2; Nov 04 Tue: DW2; Nov 05 Wed: DW2; Nov 06 Thu: DW2; Nov 07 Fri: DW2; Nov 08 Sat: DW2; Nov 09 Sun: DW2; Nov 10 Mon: DW2; Nov 11 Tue: DW2; Nov 12 Wed: DW2; Nov 13 Thu: DW2; Nov 14 Fri: DW2; Nov 17 Mon: Y8; Nov 18 Tue: Y8; Nov 19 Wed: Y8; Nov 20 Thu: Y8; Nov 21 Fri: Y8; Nov 22 Sat: Y8; Nov 23 Sun: Y8; Nov 24 Mon: Y8; Nov 25 Tue: Y8; Nov 26 Wed: Y8; Nov 27 Thu: Y8; Nov 28 Fri: Y8; Nov 29 Sat: Y8; Nov 30 Sun: Y8; Dec 01 Mon: Y8; Dec 02 Tue: Y8; Dec 05 Fri: NaN; Dec 06 Sat: NaN; Dec 07 Sun: NaN; Dec 08 Mon: NaN; Dec 09 Tue: NaN; Dec 10 Wed: NaN; Dec 11 Thu: NaN; Dec 12 Fri: NaN; Dec 13 Sat: NaN; Dec 14 Sun: NaN; Dec 15 Mon: NaN; Dec 16 Tue: NaN; Dec 17 Wed: NaN; Dec 18 Thu: NaN; Dec 19 Fri: H3; Dec 20 Sat: H3; Dec 21 Sun: H3; Dec 22 Mon: H3; Dec 23 Tue: H3; Dec 24 Wed: H3; Dec 26 Fri: IS3; Dec 27 Sat: IS3; Dec 28 Sun: IS3; Dec 29 Mon: IS3; Dec 30 Tue: IS4; Dec 31 Wed: Q2; Jan 01 Thu: Q2; Jan 02 Fri: Q2; Jan 03 Sat: Q2; Jan 04 Sun: Q2; Jan 05 Mon: Q2; Jan 06 Tue: Q2; Jan 07 Wed: Q2; Jan 08 Thu: Q2; Jan 09 Fri: Q2; Jan 10 Sat: Q2; Jan 11 Sun: Q2; Jan 12 Mon: Q2; Jan 13 Tue: Q2; Jan 14 Wed: Q2; Jan 15 Thu: Q2; Jan 16 Fri: R2; Jan 17 Sat: R2; Jan 18 Sun: R2; Jan 19 Mon: R2; Jan 20 Tue: R2; Jan 21 Wed: R2; Jan 22 Thu: R2; Jan 23 Fri: R2; Jan 24 Sat: R2; Jan 25 Sun: R2; Jan 26 Mon: R2; Jan 27 Tue: R2; Jan 28 Wed: R2; Jan 29 Thu: R2; Jan 30 Fri: R2; Jan 31 Sat: R2; Feb 01 Sun: R2; Feb 02 Mon: R2; Feb 03 Tue: R2; Feb 04 Wed: R2; Feb 05 Thu: R2; Feb 06 Fri: R2; Feb 07 Sat: R2; Feb 08 Sun: R2; Feb 09 Mon: R2; Feb 10 Tue: R2; Feb 11 Wed: R2; Feb 12 Thu: R2; Feb 13 Fri: R2; Feb 14 Sat: R2; Feb 15 Sun: R2; Feb 16 Mon: R2; Feb 17 Tue: R2; Feb 18 Wed: R2; Feb 19 Thu: R2; Feb 20 Fri: ML2; Feb 21 Sat: ML2; Feb 22 Sun: ML2; Feb 23 Mon: ML2; Feb 24 Tue: ML2; Mar 03 Tue: M8; Mar 04 Wed: M8; Mar 05 Thu: M8; Mar 06 Fri: M8; Mar 10 Tue: FO1; Mar 11 Wed: FO1; Mar 12 Thu: FO1; Mar 13 Fri: FO1; Mar 14 Sat: FO1; Mar 15 Sun: FO1; Mar 16 Mon: FO1; Mar 17 Tue: ML4; Mar 18 Wed: ML4; Mar 19 Thu: ML4; Mar 20 Fri: ML4; Mar 21 Sat: ML4; Mar 22 Sun: ML4; Mar 23 Mon: ML4; Mar 24 Tue: ML5; Mar 25 Wed: ML5; Mar 26 Thu: ML5; Mar 27 Fri: ML5; Mar 28 Sat: ML5; Mar 29 Sun: ML5; Mar 30 Mon: ML5; Mar 31 Tue: EQ3; Apr 01 Wed: EQ3; Apr 02 Thu: EQ3; Apr 03 Fri: EQ3; Apr 04 Sat: EQ3; Apr 05 Sun: EQ3; Apr 06 Mon: EQ3; Apr 07 Tue: P5; Apr 08 Wed: P5; Apr 09 Thu: P5; Apr 10 Fri: P5; Apr 11 Sat: P5; Apr 12 Sun: P5; Apr 13 Mon: P5; Apr 15 Wed: ML6; Apr 16 Thu: ML6; Apr 17 Fri: ML6; Apr 18 Sat: ML6; Apr 19 Sun: ML6; Apr 20 Mon: ML6; Apr 21 Tue: ML6; Apr 22 Wed: ML6; Apr 23 Thu: ML6; Apr 24 Fri: ML6; Apr 25 Sat: ML6; Apr 26 Sun: ML6; Apr 27 Mon: ML6; Apr 28 Tue: ML6; Apr 29 Wed: ML6; Apr 30 Thu: ML6; May 01 Fri: ML6; May 02 Sat: ML6; May 03 Sun: ML6; May 04 Mon: ML6; May 05 Tue: ML6; May 06 Wed: ML6; May 07 Thu: ML6; May 08 Fri: ML6; May 09 Sat: ML6; May 10 Sun: ML6; May 11 Mon: ML6; May 12 Tue: ML6; May 13 Wed: E11; May 14 Thu: E11; May 15 Fri: E11; May 16 Sat: E11; May 17 Sun: E11; May 18 Mon: E11; May 19 Tue: E11; May 20 Wed: E11; May 21 Thu: CN1; May 22 Fri: CN1; May 23 Sat: CN1; May 24 Sun: CN1; May 25 Mon: CN1; May 26 Tue: CN1; May 27 Wed: CN1; May 28 Thu: CN1; May 29 Fri: MH2; May 30 Sat: MH2; May 31 Sun: MH2; Jun 01 Mon: MH2; Jun 02 Tue: MH2; Jun 03 Wed: MH2; Jun 04 Thu: MH2; Jun 05 Fri: MH2; Jun 06 Sat: MH2; Jun 07 Sun: MH2; Jun 08 Mon: MH2; Jun 09 Tue: MH2; Jun 10 Wed: MH2; Jun 11 Thu: MH2; Jun 12 Fri: MH3; Jun 13 Sat: MH3; Jun 14 Sun: MH3; Jun 15 Mon: MH3; Jun 16 Tue: MH3; Jun 17 Wed: MH3; Jun 18 Thu: MH3; Jun 19 Fri: MH3; Jun 20 Sat: MH3; Jun 21 Sun: MH3; Jun 22 Mon: MH3; Jun 23 Tue: MH3; Jun 24 Wed: MH3; Jun 25 Thu: MH3; Jun 26 Fri: CN2; Jun 27 Sat: CN2; Jun 28 Sun: CN2; Jun 29 Mon: CN2; Jun 30 Tue: CN2
[669 empty] | H2 | H2 | H2 | H2 | H2 | H2 | H2 | H2 | H2 | H2 | [13 empty] | P3 | P3 | P3 | P3 | P3 | P3 | P3 | [25 empty] | F4 | F4 | F4 | F4 | F4 | F4 | F4 | F4 | F4 | F4 | F4 | F4 | F4 | F4 | F4 | F4 | F4 | F4 | [5 empty] | M4 | M4 | M4 | M4 | M4 | M4 | M4 | E13 | E13 | E13 | E13 | E13 | E13 | E13 | E13 | [18 empty] | DW2 | DW2 | DW2 | DW2 | DW2 | DW2 | DW2 | DW2 | DW2 | DW2 | DW2 | DW2 | DW2 | DW2 | DW2 | DW2 | DW2 | DW2 | DW2 | [31 empty] | H4 | H4 | H4 | H4 |  |  |  |  | TE2 | TE2 | TE2 | TE2 | TE2 | TE2 | TE2 | TE2 | TE2 | TE2 | TE2 | TE2 | TE2 | TE2 | TE2 | TE2 | TE2 | TE2 | TE2 | TE2 | TE2 | TE2 | TE2 | TE2 | TE2 | TE2 | TE2 | TE2 | TE2 | TE2 | TE2 | TE2 | TE2 | TE2 | TE2 | TE2 | TE2 | TE2 | TE2 | TE2 | TE2 | TE2 | ML7 | ML7 | ML7 | ML7 | ML7 | ML7 | ML7 | ML9 | ML9 | ML9 | ML9 | ML9 | ML9 | ML9 | Y9 | Y9 | Y9 | Y9 | Y9 | Y9 | Y9
[796 empty] | ML1 | ML1 | ML1 | ML1 | ML1 | ML1 | ML1 | ML1 | ML1 | ML1 | ML1 | ML1 | ML1 | ML1 | ML1 | ML1 | ML1 | ML1 | ML1 | ML1 | ML1 | ML1 | ML1 | ML1 | ML1 | ML1 | ML1 | ML1 | ML1 | ML1 | ML1 | ML1 | ML1 | ML1 | ML3 | ML3 | ML3 | ML3 | ML3 | ML3 | ML3 | [43 empty] | ML8 | ML8 | ML8 | ML8 | ML8 | ML8 | ML8 | ML10 | ML10 | ML10 | ML10 | ML10 | ML10 | ML10
[830 empty] | E14 | E14 | E14 | E14 | E14 | E14 | E14 | E14
|  | Food service | Sep 04 Thu: F2; Sep 05 Fri: F2; Sep 06 Sat: F2; Sep 07 Sun: F2; Sep 08 Mon: F2; Sep 09 Tue: F2; Sep 10 Wed: F2; Sep 11 Thu: M2; Sep 12 Fri: M2; Sep 13 Sat: M2; Sep 14 Sun: M2; Sep 15 Mon: M2; Sep 16 Tue: M2; Sep 17 Wed: P2; Sep 18 Thu: P2; Sep 19 Fri: P2; Sep 20 Sat: P2; Sep 21 Sun: P2; Sep 22 Mon: P2; Sep 23 Tue: P2; Sep 24 Wed: P2; Sep 25 Thu: F3; Sep 26 Fri: F3; Sep 27 Sat: F3; Sep 28 Sun: F3; Sep 29 Mon: F3; Sep 30 Tue: F3; Oct 07 Tue: P3; Oct 08 Wed: P3; Oct 09 Thu: P3; Oct 10 Fri: P3; Oct 11 Sat: P3; Oct 12 Sun: P3; Oct 13 Mon: P3; Oct 14 Tue: IS1; Oct 15 Wed: IS2; Oct 16 Thu: DW1; Oct 17 Fri: DW1; Oct 18 Sat: DW1; Oct 19 Sun: DW1; Oct 20 Mon: DW1; Oct 21 Tue: DW1; Oct 22 Wed: DW1; Oct 30 Thu: Y3; Oct 31 Fri: Y3; Nov 03 Mon: NaN; Nov 04 Tue: NaN; Nov 05 Wed: NaN; Nov 06 Thu: NaN; Nov 07 Fri: NaN; Nov 10 Mon: M3; Nov 11 Tue: M3; Nov 12 Wed: M3; Nov 13 Thu: M3; Nov 14 Fri: M3; Nov 15 Sat: M3; Nov 16 Sun: M3; Nov 17 Mon: M3; Nov 18 Tue: M3; Nov 19 Wed: M3; Nov 20 Thu: M3; Nov 21 Fri: M3; Nov 25 Tue: PT1; Nov 26 Wed: PT1; Nov 27 Thu: PT1; Nov 28 Fri: PT1; Nov 29 Sat: PT1; Nov 30 Sun: PT1; Dec 01 Mon: PT1; Dec 02 Tue: E9; Dec 03 Wed: E9; Dec 04 Thu: E9; Dec 05 Fri: E9; Dec 06 Sat: E9; Dec 07 Sun: E9; Dec 08 Mon: E9; Dec 09 Tue: E10; Dec 10 Wed: E10; Dec 11 Thu: E10; Dec 12 Fri: E10; Dec 15 Mon: H3; Dec 16 Tue: H3; Dec 17 Wed: IS3; Dec 18 Thu: IS4; Dec 19 Fri: FO1; Dec 20 Sat: FO1; Dec 21 Sun: FO1; Dec 22 Mon: FO1; Dec 23 Tue: FO1; Dec 24 Wed: FO1; Dec 25 Thu: FO1; Dec 26 Fri: FO1; Dec 27 Sat: FO1; Dec 28 Sun: FO1; Dec 29 Mon: FO1; Dec 30 Tue: FO1; Dec 31 Wed: FO1; Jan 01 Thu: FO1; Jan 02 Fri: FO1; Jan 03 Sat: FO1; Jan 04 Sun: FO1; Jan 05 Mon: FO1; Jan 06 Tue: Y4; Jan 07 Wed: Y4; Jan 08 Thu: Y4; Jan 09 Fri: Y4; Jan 10 Sat: Y4; Jan 11 Sun: Y4; Jan 12 Mon: Y4; Jan 13 Tue: Y4; Jan 14 Wed: Y4; Jan 15 Thu: Y4; Jan 16 Fri: Y4; Jan 17 Sat: Y4; Jan 18 Sun: Y4; Jan 19 Mon: Y4; Jan 20 Tue: Y4; Jan 21 Wed: Y4; Jan 22 Thu: Y4; Jan 23 Fri: Y4; Jan 24 Sat: Y4; Jan 25 Sun: Y4; Jan 26 Mon: Y4; Jan 27 Tue: Y4; Jan 28 Wed: Y4; Jan 29 Thu: Y4; Jan 30 Fri: Y4; Jan 31 Sat: Y4; Feb 01 Sun: Y4; Feb 02 Mon: Y4; Feb 03 Tue: Y4; Feb 04 Wed: M5; Feb 05 Thu: M5; Feb 06 Fri: M5; Feb 25 Wed: EQ1; Feb 26 Thu: EQ1; Feb 27 Fri: EQ1; Feb 28 Sat: EQ1; Mar 01 Sun: EQ1; Mar 02 Mon: EQ1; Mar 03 Tue: EQ1; Mar 04 Wed: EQ1; Mar 05 Thu: EQ1; Mar 06 Fri: EQ1; Mar 07 Sat: EQ1; Mar 08 Sun: EQ1; Mar 09 Mon: EQ1; Mar 10 Tue: EQ1; Mar 11 Wed: EQ2; Mar 12 Thu: EQ2; Mar 13 Fri: E11; Mar 14 Sat: E11; Mar 15 Sun: E11; Mar 16 Mon: E11; Mar 17 Tue: E11; Mar 18 Wed: E11; Mar 19 Thu: E11; Mar 20 Fri: M6; Mar 25 Wed: Q1; Mar 26 Thu: Q1; Mar 27 Fri: Q1; Mar 28 Sat: Q1; Mar 29 Sun: Q1; Mar 30 Mon: Q1; Mar 31 Tue: Q1; Apr 01 Wed: CN1; Apr 02 Thu: CN1; Apr 03 Fri: CN1; Apr 04 Sat: CN1; Apr 05 Sun: CN1; Apr 06 Mon: CN1; Apr 07 Tue: CN1; Apr 08 Wed: MH2; Apr 09 Thu: MH2; Apr 10 Fri: MH2; Apr 11 Sat: MH2; Apr 12 Sun: MH2; Apr 13 Mon: MH2; Apr 14 Tue: MH2; Apr 15 Wed: MH2; Apr 16 Thu: MH2; Apr 17 Fri: MH2; Apr 18 Sat: MH2; Apr 19 Sun: MH2; Apr 20 Mon: MH2; Apr 21 Tue: MH2; Apr 22 Wed: MH3; Apr 23 Thu: MH3; Apr 24 Fri: MH3; Apr 25 Sat: MH3; Apr 26 Sun: MH3; Apr 27 Mon: MH3; Apr 28 Tue: MH3; Apr 29 Wed: MH3; Apr 30 Thu: MH3; May 01 Fri: MH3; May 02 Sat: MH3; May 03 Sun: MH3; May 04 Mon: MH3; May 05 Tue: MH3; May 06 Wed: CN2; May 07 Thu: CN2; May 08 Fri: CN2
[657 empty] | H2 | H2 | H2 | H2 | H2 | H2 | [13 empty] | E7 | E7 | E7 | E7 | E7 | E7 | E7 | [14 empty] | DW2 | DW2 | DW2 | DW2 | DW2 | DW2 | DW2 | DW2 | DW2 | C12 | C12 | [12 empty] | RF1 | RF1 | RF1 | RF1 | RF1 | RF1 | RF1 |  | DW5 | DW5 | DW5 | DW5 | Q1 | Q1 | Q1 | Q1 | Q1 | Q1 | Q1 | Q1 | Q1 | M4 | M4 | M4 | M4 | M4 | M4 | [56 empty] | P4 | P4 | P4 | [32 empty] | P5 | P5 | P5 | P5 | P5 | P5 | P5 |  |  | E12 | E12 | E12 | E12 | E12
[721 empty] | E8 | E8 | E8 | E8 | E8 | E8 | E8
|  | Restrooms | Sep 11 Thu: F2; Sep 12 Fri: F2; Sep 13 Sat: F2; Sep 14 Sun: F2; Sep 15 Mon: F2; Sep 17 Wed: M2; Sep 18 Thu: M2; Sep 19 Fri: M2; Sep 22 Mon: P2; Sep 23 Tue: P2; Sep 24 Wed: P2; Sep 25 Thu: P2; Sep 26 Fri: P2; Oct 01 Wed: F3; Oct 02 Thu: F3; Oct 03 Fri: F3; Oct 04 Sat: F3; Oct 05 Sun: F3; Oct 06 Mon: F3; Oct 07 Tue: T3; Oct 08 Wed: T3; Oct 09 Thu: T3; Oct 14 Tue: IS1; Oct 15 Wed: IS2; Oct 16 Thu: DW1; Oct 17 Fri: DW1; Oct 18 Sat: DW1; Oct 19 Sun: DW1; Oct 20 Mon: DW1; Oct 21 Tue: DW1; Oct 22 Wed: DW1; Oct 23 Thu: DW2; Oct 24 Fri: DW2; Oct 25 Sat: DW2; Oct 26 Sun: DW2; Oct 27 Mon: DW2; Oct 28 Tue: DW2; Oct 29 Wed: DW2; Oct 30 Thu: DW2; Oct 31 Fri: DW2; Nov 01 Sat: DW2; Nov 02 Sun: DW2; Nov 03 Mon: DW2; Nov 04 Tue: DW2; Nov 05 Wed: DW2; Nov 06 Thu: F4; Nov 07 Fri: F4; Nov 08 Sat: F4; Nov 09 Sun: F4; Nov 10 Mon: F4; Nov 11 Tue: F4; Nov 12 Wed: F4; Nov 13 Thu: M4; Nov 14 Fri: M4; Nov 15 Sat: M4; Nov 16 Sun: M4; Nov 17 Mon: M4; Nov 18 Tue: M4; Nov 19 Wed: E13; Nov 20 Thu: E13; Nov 21 Fri: E13; Nov 26 Wed: H3; Nov 27 Thu: H3; Nov 28 Fri: H3; Nov 29 Sat: H3; Nov 30 Sun: H3; Dec 01 Mon: H3; Dec 02 Tue: IS3; Dec 03 Wed: IS4; Dec 04 Thu: DW3; Dec 05 Fri: DW3; Dec 06 Sat: DW3; Dec 07 Sun: DW3; Dec 08 Mon: DW3; Dec 09 Tue: DW3; Dec 10 Wed: DW3; Dec 11 Thu: DW2; Dec 12 Fri: DW2; Dec 13 Sat: DW2; Dec 14 Sun: DW2; Dec 15 Mon: DW2; Dec 16 Tue: DW2; Dec 17 Wed: DW2; Dec 18 Thu: DW2; Dec 19 Fri: DW2; Dec 20 Sat: DW2; Dec 21 Sun: DW2; Dec 22 Mon: DW2; Dec 23 Tue: DW2; Dec 24 Wed: DW2; Dec 26 Fri: TE1; Dec 27 Sat: TE1; Dec 28 Sun: TE1; Dec 29 Mon: TE1; Dec 30 Tue: TE1; Dec 31 Wed: TE1; Jan 01 Thu: TE1; Jan 02 Fri: TE1; Jan 03 Sat: TE1; Jan 04 Sun: TE1; Jan 05 Mon: TE1; Jan 06 Tue: TE1; Jan 07 Wed: TE1; Jan 08 Thu: TE1; Jan 09 Fri: TE1; Jan 10 Sat: TE1; Jan 11 Sun: TE1; Jan 12 Mon: TE1; Jan 13 Tue: TE1; Jan 14 Wed: TE1; Jan 15 Thu: TE1; Jan 16 Fri: TE1; Jan 17 Sat: TE1; Jan 18 Sun: TE1; Jan 19 Mon: TE1; Jan 20 Tue: TE1; Jan 21 Wed: TE1; Jan 22 Thu: TE1; Jan 23 Fri: TE1; Jan 24 Sat: TE1; Jan 25 Sun: TE1; Jan 26 Mon: TE1; Jan 27 Tue: P4; Jan 28 Wed: P4; Jan 29 Thu: P4; Jan 30 Fri: P4; Jan 31 Sat: P4; Feb 01 Sun: P4; Feb 02 Mon: P4; Feb 03 Tue: P4; Feb 04 Wed: P4; Feb 05 Thu: P4; Feb 06 Fri: P4; Feb 07 Sat: P4; Feb 08 Sun: P4; Feb 09 Mon: P4; Feb 10 Tue: Y5; Feb 11 Wed: Y5; Feb 12 Thu: Y5; Feb 13 Fri: Y5; Feb 16 Mon: P5; Feb 17 Tue: P5; Feb 18 Wed: Y6; Feb 19 Thu: Y6; Feb 20 Fri: Y6; Feb 21 Sat: Y6; Feb 22 Sun: Y6; Feb 23 Mon: Y6; Feb 24 Tue: Y6; Feb 25 Wed: Y7; Feb 26 Thu: Y7; Feb 27 Fri: Y7; Feb 28 Sat: Y7; Mar 01 Sun: Y7; Mar 02 Mon: Y7; Mar 03 Tue: Y7; Mar 04 Wed: EQ2; Mar 05 Thu: EQ2; Mar 06 Fri: E12; Mar 07 Sat: E12; Mar 08 Sun: E12; Mar 09 Mon: E12; Mar 10 Tue: E12; Mar 16 Mon: CN1; Mar 17 Tue: CN1; Mar 18 Wed: CN1; Mar 19 Thu: CN1; Mar 20 Fri: CN1; Mar 23 Mon: MH2; Mar 24 Tue: MH2; Mar 25 Wed: MH2; Mar 26 Thu: MH2; Mar 27 Fri: MH2; Mar 28 Sat: MH2; Mar 29 Sun: MH2; Mar 30 Mon: MH2; Mar 31 Tue: MH2; Apr 01 Wed: MH2; Apr 02 Thu: MH2; Apr 03 Fri: MH2; Apr 06 Mon: MH3; Apr 07 Tue: MH3; Apr 08 Wed: MH3; Apr 09 Thu: MH3; Apr 10 Fri: MH3; Apr 11 Sat: MH3; Apr 12 Sun: MH3; Apr 13 Mon: MH3; Apr 14 Tue: MH3; Apr 15 Wed: MH3; Apr 16 Thu: MH3; Apr 17 Fri: MH3; Apr 20 Mon: CN2; Apr 21 Tue: CN2; Apr 22 Wed: CN2
[663 empty] | H2 | H2 | H2 | H2 | H2 | H2 | [14 empty] | P3 | P3 | P3 | P3 | [39 empty] | E10 | E10 | E10 | E10 | E10 | E10 | [36 empty] | PT2 | PT2 | PT2 | PT2 | PT2 | PT2 | [59 empty] | E11 | E11 | E11 | E11 | E11 | E11 | E11
[684 empty] | E7 | E7 | E7 | E7 | E7 | E7
|  | South Concessions | Sep 22 Mon: F2; Sep 23 Tue: F2; Sep 24 Wed: H2; Sep 25 Thu: H2; Sep 29 Mon: P2; Sep 30 Tue: P2; Oct 01 Wed: P2; Oct 02 Thu: P2; Oct 03 Fri: P2; Oct 07 Tue: F3; Oct 08 Wed: F3; Oct 09 Thu: F3; Oct 13 Mon: P3; Oct 14 Tue: P3; Oct 15 Wed: P3; Oct 16 Thu: P3; Oct 20 Mon: IS1; Oct 21 Tue: IS2; Oct 23 Thu: DW1; Oct 24 Fri: DW1; Oct 27 Mon: DW2; Oct 28 Tue: DW2; Oct 29 Wed: DW2; Oct 30 Thu: DW2; Oct 31 Fri: DW2; Nov 01 Sat: DW2; Nov 02 Sun: DW2; Nov 03 Mon: DW2; Nov 04 Tue: DW2; Nov 05 Wed: DW5; Nov 06 Thu: M7; Nov 07 Fri: M7; Nov 10 Mon: RF1; Nov 11 Tue: RF1; Nov 12 Wed: RF1; Nov 13 Thu: M3; Nov 14 Fri: M3; Nov 15 Sat: M3; Nov 16 Sun: M3; Nov 17 Mon: M3; Nov 18 Tue: M3; Nov 19 Wed: M3; Nov 20 Thu: Q2; Nov 21 Fri: Q2; Nov 22 Sat: Q2; Nov 23 Sun: Q2; Nov 24 Mon: Q2; Nov 25 Tue: M4; Nov 26 Wed: M4; Dec 01 Mon: H3; Dec 02 Tue: E13; Dec 03 Wed: E13; Dec 04 Thu: E10; Dec 05 Fri: E10; Dec 06 Sat: E10; Dec 07 Sun: E10; Dec 08 Mon: E10; Dec 09 Tue: IS3; Dec 10 Wed: IS4; Dec 11 Thu: FO1; Dec 12 Fri: FO1; Dec 13 Sat: FO1; Dec 14 Sun: FO1; Dec 15 Mon: FO1; Dec 16 Tue: FO1; Dec 17 Wed: FO1; Dec 18 Thu: Y4; Dec 19 Fri: Y4; Dec 20 Sat: Y4; Dec 21 Sun: Y4; Dec 22 Mon: Y4; Dec 23 Tue: Y4; Dec 24 Wed: Y4; Dec 25 Thu: Y4; Dec 26 Fri: Y4; Dec 27 Sat: Y4; Dec 28 Sun: Y4; Dec 29 Mon: Y4; Dec 30 Tue: Y4; Dec 31 Wed: Y4; Jan 01 Thu: Y4; Jan 02 Fri: Y4; Jan 05 Mon: P4; Jan 06 Tue: P4; Jan 08 Thu: EQ1; Jan 09 Fri: EQ1; Jan 10 Sat: EQ1; Jan 11 Sun: EQ1; Jan 12 Mon: EQ1; Jan 13 Tue: EQ1; Jan 14 Wed: EQ1; Jan 15 Thu: EQ1; Jan 16 Fri: P5; Jan 17 Sat: P5; Jan 18 Sun: P5; Jan 19 Mon: P5; Jan 20 Tue: P5; Jan 23 Fri: M6; Jan 30 Fri: E12; Jan 31 Sat: E12; Feb 01 Sun: E12; Feb 02 Mon: E12; Feb 03 Tue: Q1; Feb 04 Wed: Q1; Feb 05 Thu: CN1; Feb 06 Fri: CN1; Feb 07 Sat: CN1; Feb 08 Sun: CN1; Feb 09 Mon: CN1; Feb 10 Tue: CN1; Feb 11 Wed: CN1; Feb 12 Thu: MH2; Feb 13 Fri: MH2; Feb 14 Sat: MH2; Feb 15 Sun: MH2; Feb 16 Mon: MH2; Feb 17 Tue: MH2; Feb 18 Wed: MH2; Feb 19 Thu: MH2; Feb 20 Fri: MH2; Feb 21 Sat: MH2; Feb 22 Sun: MH2; Feb 23 Mon: MH2; Feb 24 Tue: MH2; Feb 25 Wed: MH2; Feb 26 Thu: MH3; Feb 27 Fri: MH3; Feb 28 Sat: MH3; Mar 01 Sun: MH3; Mar 02 Mon: MH3; Mar 03 Tue: MH3; Mar 04 Wed: MH3; Mar 05 Thu: MH3; Mar 06 Fri: MH3; Mar 07 Sat: MH3; Mar 08 Sun: MH3; Mar 09 Mon: MH3; Mar 10 Tue: MH3; Mar 11 Wed: MH3; Mar 12 Thu: CN2; Mar 13 Fri: CN2; Mar 14 Sat: CN2; Mar 15 Sun: CN2; Mar 16 Mon: CN2
[670 empty] | M2 | M2 | M2 | [17 empty] | E7 | E7 | E7 | E7 | [18 empty] | Y3 | Y3 | [14 empty] | E8 | E8 | E8 | E8 | E8 | E8 | E8 | E8 | E8 | E8 | E8 | [34 empty] | M5 | M5 | M5 | [8 empty] | E11 | E11 | E11 | E11 | E11 | E11 | E11 | EQ2 | EQ2 | EQ2 | EQ2
[713 empty] | PT3 | PT3
| Northeast | Concourse Level | Oct 17 Fri: F2; Oct 18 Sat: F2; Oct 19 Sun: F2; Oct 20 Mon: F2; Oct 21 Tue: F2; Oct 22 Wed: M2; Oct 23 Thu: M2; Oct 24 Fri: M2; Nov 03 Mon: P6; Nov 04 Tue: P6; Nov 05 Wed: P6; Nov 06 Thu: P6; Nov 07 Fri: P6; Nov 12 Wed: IS1; Nov 13 Thu: IS2; Nov 14 Fri: DW1; Nov 15 Sat: DW1; Nov 16 Sun: DW1; Nov 17 Mon: DW1; Nov 18 Tue: DW1; Nov 19 Wed: DW2; Nov 20 Thu: DW2; Nov 21 Fri: DW2; Nov 22 Sat: DW2; Nov 23 Sun: DW2; Nov 24 Mon: DW2; Nov 25 Tue: DW2; Nov 26 Wed: DW2; Nov 27 Thu: DW2; Nov 28 Fri: DW2; Nov 29 Sat: DW2; Nov 30 Sun: DW2; Dec 01 Mon: DW2; Dec 02 Tue: F4; Dec 03 Wed: M3; Dec 04 Thu: M3; Dec 05 Fri: M3; Dec 06 Sat: M3; Dec 07 Sun: M3; Dec 08 Mon: M3; Dec 09 Tue: Q3; Dec 10 Wed: Q3; Dec 11 Thu: Q3; Dec 12 Fri: M4; Dec 13 Sat: M4; Dec 14 Sun: M4; Dec 15 Mon: M4; Dec 16 Tue: H3; Dec 17 Wed: IS3; Dec 18 Thu: IS4; Dec 19 Fri: DW3; Dec 22 Mon: DW2; Dec 23 Tue: DW2; Dec 24 Wed: DW2; Dec 25 Thu: DW2; Dec 26 Fri: DW2; Dec 27 Sat: DW2; Dec 28 Sun: DW2; Dec 29 Mon: DW2; Jan 06 Tue: PT1; Jan 07 Wed: PT1; Jan 08 Thu: PT1; Jan 14 Wed: DW4; Jan 20 Tue: P4; Jan 21 Wed: P4; Jan 22 Thu: P4; Jan 23 Fri: P4; Jan 26 Mon: Y10; Jan 27 Tue: Y10; Jan 28 Wed: Y10; Jan 29 Thu: Y10; Jan 30 Fri: Y10; Feb 04 Wed: EQ2; Feb 05 Thu: EQ2; Feb 06 Fri: P5; Feb 07 Sat: P5; Feb 08 Sun: P5; Feb 09 Mon: P5; Feb 11 Wed: Q1; Feb 12 Thu: Q1; Feb 13 Fri: CN1; Feb 14 Sat: CN1; Feb 15 Sun: CN1; Feb 16 Mon: CN1; Feb 17 Tue: CN1; Feb 18 Wed: CN1; Feb 19 Thu: CN1; Feb 20 Fri: MH2; Feb 21 Sat: MH2; Feb 22 Sun: MH2; Feb 23 Mon: MH2; Feb 24 Tue: MH2; Feb 25 Wed: MH2; Feb 26 Thu: MH2; Feb 27 Fri: MH2; Feb 28 Sat: MH2; Mar 01 Sun: MH2; Mar 02 Mon: MH2; Mar 03 Tue: MH2; Mar 04 Wed: MH2; Mar 05 Thu: MH2; Mar 06 Fri: MH3; Mar 07 Sat: MH3; Mar 08 Sun: MH3; Mar 09 Mon: MH3; Mar 10 Tue: MH3; Mar 11 Wed: MH3; Mar 12 Thu: MH3; Mar 13 Fri: MH3; Mar 14 Sat: MH3; Mar 15 Sun: MH3; Mar 16 Mon: MH3; Mar 17 Tue: MH3; Mar 18 Wed: MH3; Mar 19 Thu: MH3; Mar 20 Fri: CN2; Mar 21 Sat: CN2; Mar 22 Sun: CN2; Mar 23 Mon: CN2
[698 empty] | H2 | H2 | H2 | [10 empty] | F3 | F3 | E7 | E7 | E7 | E7 | E7 | E7 | [20 empty] | M7 | RF1 | RF1 | RF1 | RF1 | RF1 | RF1 |  |  |  | E13 | E13 | E13 | E13 | [21 empty] | FO1 | FO1 | FO1 | FO1 | FO1 | FO1 | FO1 | FO1 | TE1 | TE1 | TE1 | TE1 | TE1 | TE1 | [9 empty] | Y7 | Y7 |  |  |  |  | E11 | E11 | E11 |  |  | M6
[739 empty] | Y3 | Y3 | Y3 | Y3 | Y3 | Y3 | Y3 |  |  |  | E10 | E10 | E10 | E10 | E10 | [28 empty] | Y4 | Y4 | Y4 | Y4 | Y4 | Y4 | Y4 | Y4 | Y4 | Y4 | Y4 | Y4 | Y4 | Y4 | Y4 | Y4 | M5 | M5 | M5 | M5 | M5 | [5 empty] | E12 | E12
[798 empty] | EQ1 | EQ1 | EQ1 | EQ1 | EQ1
| Seating Bowl - Main Building | Concourse Level | Mar 04 Wed: C14; Mar 05 Thu: C14; Mar 06 Fri: C14; Mar 07 Sat: C14; Mar 08 Sun: C14; Mar 09 Mon: C14; Mar 10 Tue: C14; Mar 11 Wed: C14; Mar 12 Thu: C14; Mar 13 Fri: C14; Mar 14 Sat: C14; Mar 15 Sun: C14; Mar 16 Mon: C14; Mar 17 Tue: C14; Mar 18 Wed: C14; Mar 19 Thu: C14; Mar 20 Fri: C14; Mar 21 Sat: C14; Mar 22 Sun: C14; Mar 23 Mon: C14; Mar 24 Tue: C14; Mar 25 Wed: C14; Mar 26 Thu: MS2; Mar 27 Fri: MS2; Mar 28 Sat: MS2; Mar 29 Sun: MS2; Mar 30 Mon: MS2; Mar 31 Tue: MS2; Apr 01 Wed: MS2; Apr 02 Thu: MS2; Apr 03 Fri: MS2; Apr 04 Sat: MS2; Apr 05 Sun: MS2; Apr 06 Mon: MS2; Apr 07 Tue: MS2; Apr 08 Wed: MS2; Apr 09 Thu: EQ4; Apr 10 Fri: EQ4; Apr 11 Sat: EQ4; Apr 12 Sun: EQ4; Apr 13 Mon: EQ4; Apr 14 Tue: EQ4; Apr 15 Wed: EQ4; Apr 16 Thu: EQ4; Apr 17 Fri: EQ4; Apr 18 Sat: EQ4; Apr 19 Sun: EQ4; Apr 20 Mon: EQ4; Apr 21 Tue: EQ4; Apr 22 Wed: EQ4; Apr 23 Thu: EQ4; Apr 24 Fri: EQ4; Apr 25 Sat: EQ4; Apr 26 Sun: EQ4; Apr 27 Mon: EQ4; Apr 28 Tue: EQ4; Apr 29 Wed: EQ4; Apr 30 Thu: EQ4; May 01 Fri: EQ4; May 02 Sat: EQ4; May 03 Sun: EQ4; May 04 Mon: EQ4; May 05 Tue: EQ4; May 06 Wed: EQ4; May 07 Thu: EQ4; May 08 Fri: EQ4; May 09 Sat: EQ4; May 10 Sun: EQ4; May 11 Mon: EQ4; May 12 Tue: EQ4; May 13 Wed: EQ4; May 14 Thu: CN1; May 15 Fri: CN1; May 16 Sat: CN1; May 17 Sun: CN1; May 18 Mon: CN1; May 19 Tue: CN1; May 20 Wed: CN1; May 21 Thu: CN1; May 22 Fri: CN1; May 23 Sat: CN1; May 24 Sun: CN1; May 25 Mon: CN1; May 26 Tue: CN1; May 27 Wed: CN1; May 28 Thu: CN1; May 29 Fri: MH2; May 30 Sat: MH2; May 31 Sun: MH2; Jun 01 Mon: MH2; Jun 02 Tue: MH2; Jun 03 Wed: MH2; Jun 04 Thu: MH2; Jun 05 Fri: MH2; Jun 06 Sat: MH2; Jun 07 Sun: MH2; Jun 08 Mon: MH2; Jun 09 Tue: MH2; Jun 10 Wed: MH2; Jun 11 Thu: MH2; Jun 12 Fri: MH3; Jun 13 Sat: MH3; Jun 14 Sun: MH3; Jun 15 Mon: MH3; Jun 16 Tue: MH3; Jun 17 Wed: MH3; Jun 18 Thu: MH3; Jun 19 Fri: MH3; Jun 20 Sat: MH3; Jun 21 Sun: MH3; Jun 22 Mon: MH3; Jun 23 Tue: MH3; Jun 24 Wed: MH3; Jun 25 Thu: MH3; Jun 26 Fri: CN2; Jun 27 Sat: CN2; Jun 28 Sun: CN2; Jun 29 Mon: CN2
Note on SP5: Activity Name: Canopy Submittals by Trade Partner Phase: Procurement Location: Canopies Trade: Manhattan Start Date: 16-Apr-2025 End Date: 11-Jun-2025
Note on UU5: Activity Name: Review Shop Drawings for Approval Phase: Procurement Location: Canopies Trade: Manhattan Start Date: 12-Jun-2025 End Date: 02-Jul-2025
Note on VP5: Activity Name: PTFE Fabrication Drawings Phase: Procurement Location: Canopies Trade: Manhattan Start Date: 03-Jul-2025 End Date: 26-Sep-2025
Note on YZ5: Activity Name: PTFE Frabrication Phase: Procurement Location: Canopies Trade: Manhattan Start Date: 29-Sep-2025 End Date: 20-Mar-2026
Note on AFS5: Activity Name: Start of Shipping PTFE Fabric to Site Phase: Procurement Location: Canopies Trade: Manhattan Start Date: 23-Mar-2026 End Date: 17-Apr-2026
Note on VP6: Activity Name: PTFE Procurement Phase: Procurement Location: Canopies Trade: Manhattan Start Date: 03-Jul-2025 End Date: 26-Sep-2025
Note on PX10: Activity Name: Submit Shop Drawings for Review Phase: Procurement Location: Foundations Trade: Manhattan Start Date: 05-Feb-2025 End Date: 04-Mar-2025
Note on QZ10: Activity Name: Review Shop Drawings for Approval Phase: Procurement Location: Foundations Trade: Manhattan Start Date: 05-Mar-2025 End Date: 18-Mar-2025
Note on RN10: Activity Name: Fabrication/Delivery Phase: Procurement Location: Foundations Trade: Manhattan Start Date: 19-Mar-2025 End Date: 08-Apr-2025
Note on TB13: Activity Name: Stone/Tile Submittals Phase: Procurement Location: Interiors Trade: Manhattan Start Date: 28-Apr-2025 End Date: 09-Jun-2025
Note on US13: Activity Name: Stone/Tile Procurement Phase: Procurement Location: Interiors Trade: Manhattan Start Date: 10-Jun-2025 End Date: 02-Sep-2025
Note on AOD13: Activity Name: Monumental Stair - Field Measure & Fabricate Phase: Procurement Location: Interiors Trade: Manhattan Start Date: 28-Oct-2026 End Date: 04-Jan-2027
Note on QX16: Activity Name: Generator Submittals Phase: Procurement Location: MEP/LV Trade: Manhattan Start Date: 03-Mar-2025 End Date: 21-Mar-2025
Note on RS16: Activity Name: Generator Submittal Review Phase: Procurement Location: MEP/LV Trade: Manhattan Start Date: 24-Mar-2025 End Date: 11-Apr-2025
Note on SN16: Activity Name: Generator Procurement Phase: Procurement Location: MEP/LV Trade: Manhattan Start Date: 14-Apr-2025 End Date: 05-Aug-2025
Note on QX17: Activity Name: Sports Lighting Shop Drawings Submittal Phase: Procurement Location: MEP/LV Trade: Manhattan Start Date: 03-Mar-2025 End Date: 02-May-2025
Note on TI17: Activity Name: Sports Lighting Submittal Review Phase: Procurement Location: MEP/LV Trade: Manhattan Start Date: 05-May-2025 End Date: 23-May-2025
Note on UE17: Activity Name: Sports Lighting Procurement Phase: Procurement Location: MEP/LV Trade: Manhattan Start Date: 27-May-2025 End Date: 19-Aug-2025
Note on MI21: Activity Name: Core & Shell Bid Package Prep Phase: Procurement Location: Material Trade: Manhattan Start Date: 04-Nov-2024 End Date: 08-Nov-2024
Note on MP21: Activity Name: Canopy Bidding Phase: Procurement Location: Material Trade: Manhattan Start Date: 11-Nov-2024 End Date: 06-Jan-2025
Note on OU21: Activity Name: Bid Day pushed by HSG (Impact) Phase: Procurement Location: Material Trade: Manhattan Start Date: 07-Jan-2025 End Date: 15-Jan-2025
Note on PD21: Activity Name: Bid Opening pushed by HSG & COF (Impact) Phase: Procurement Location: Material Trade: Manhattan Start Date: 16-Jan-2025 End Date: 21-Jan-2025
Note on PJ21: Activity Name: Bid Review and Leveling Phase: Procurement Location: Material Trade: Manhattan Start Date: 22-Jan-2025 End Date: 27-Jan-2025
Note on PP21: Activity Name: Review/Award CMaR Phase: Procurement Location: Material Trade: Manhattan Start Date: 28-Jan-2025 End Date: 31-Jan-2025
Note on PV21: Activity Name: Issue LNTPs for Demo/Foundations/Steel/Canopies/MEP Phase: Procurement Location: Material Trade: Manhattan Start Date: 03-Feb-2025 End Date: 04-Feb-2025
Note on QL21: Activity Name: FGMP Submittal & Amendment Phase: Procurement Location: Material Trade: Manhattan Start Date: 19-Feb-2025 End Date: 21-Feb-2025
Note on QQ21: Activity Name: Execute Finish Subcontracts Phase: Procurement Location: Material Trade: Manhattan Start Date: 24-Feb-2025 End Date: 25-Apr-2025
Note on MP22: Activity Name: Foundations Bidding Phase: Procurement Location: Material Trade: Manhattan Start Date: 11-Nov-2024 End Date: 06-Jan-2025
Note on PV22: Activity Name: Canopy Contract Award Phase: Procurement Location: Material Trade: Manhattan Start Date: 03-Feb-2025 End Date: 07-Feb-2025
Note on MP23: Activity Name: Structural SteelBidding Phase: Procurement Location: Material Trade: Manhattan Start Date: 11-Nov-2024 End Date: 06-Jan-2025
Note on PV23: Activity Name: Foundations Contract Award Phase: Procurement Location: Material Trade: Manhattan Start Date: 03-Feb-2025 End Date: 07-Feb-2025
Note on MP24: Activity Name: Remaining Core & Shell Bidding Phase: Procurement Location: Material Trade: Manhattan Start Date: 11-Nov-2024 End Date: 06-Jan-2025
Note on PV24: Activity Name: Structural Steel Phase: Procurement Location: Material Trade: Manhattan Start Date: 03-Feb-2025 End Date: 07-Feb-2025
Note on PV25: Activity Name: MEP Make-Safe Contract Award Phase: Procurement Location: Material Trade: Manhattan Start Date: 03-Feb-2025 End Date: 14-Feb-2025
Note on PV26: Activity Name: Demo Contract Award Phase: Procurement Location: Material Trade: Manhattan Start Date: 03-Feb-2025 End Date: 14-Feb-2025
Note on PV27: Activity Name: Interior Finishes Bidding Phase: Procurement Location: Material Trade: Manhattan Start Date: 03-Feb-2025 End Date: 18-Feb-2025
Note on PV28: Activity Name: Execute Elevator Subcontract Phase: Procurement Location: Material Trade: Manhattan Start Date: 03-Feb-2025 End Date: 21-Feb-2025
Note on PV29: Activity Name: Execute Core & Shell Contracts Phase: Procurement Location: Material Trade: Manhattan Start Date: 03-Feb-2025 End Date: 28-Feb-2025
Note on PX33: Activity Name: Submit Shop Drawings for Review Phase: Procurement Location: Structural Steel Trade: Manhattan Start Date: 05-Feb-2025 End Date: 15-Apr-2025
Note on SP33: Activity Name: Review Shop Drawings for Approval Phase: Procurement Location: Structural Steel Trade: Manhattan Start Date: 16-Apr-2025 End Date: 06-May-2025
Note on TY33: Activity Name: Fabrication/Delivery Phase: Procurement Location: Structural Steel Trade: Manhattan Start Date: 21-May-2025 End Date: 31-Jul-2025
Note on QE34: Activity Name: Structural SteelProcurement Phase: Procurement Location: Structural Steel Trade: Manhattan Start Date: 12-Feb-2025 End Date: 20-May-2025
Note on QE35: Activity Name: Metal Decking Procurement Phase: Procurement Location: Structural Steel Trade: Manhattan Start Date: 12-Feb-2025 End Date: 28-May-2025
Note on QQ38: Activity Name: Elevator Shop Drawings Submittal Phase: Procurement Location: Vertical Trade: Manhattan Start Date: 24-Feb-2025 End Date: 04-Apr-2025
Note on ADL38: Activity Name: West Elevator Shop Drawings Submittal Phase: Procurement Location: Vertical Trade: Manhattan Start Date: 23-Jan-2026 End Date: 05-Mar-2026
Note on AFB38: Activity Name: Review Shop Drawings for Approval Phase: Procurement Location: Vertical Trade: Manhattan Start Date: 06-Mar-2026 End Date: 26-Mar-2026
Note on AFW38: Activity Name: Fabrication/Delivery Phase: Procurement Location: Vertical Trade: Manhattan Start Date: 27-Mar-2026 End Date: 27-Oct-2026
Note on AKP42: Activity Name: East Canopy Installation Complete Phase: MILESTONES/HAMMOCKS Location: Canopy Trade: Manhattan Start Date: 28-Jul-2026 End Date: 28-Jul-2026
Note on ADJ43: Activity Name: East Building Conditioned Air Phase: MILESTONES/HAMMOCKS Location: Conditioned Air Trade: Manhattan Start Date: 21-Jan-2026 End Date: 21-Jan-2026
Note on AAL44: Activity Name: East Building Dry-in Phase: MILESTONES/HAMMOCKS Location: Dry-in Trade: Manhattan Start Date: 06-Nov-2025 End Date: 06-Nov-2025
Note on ZC45: Activity Name: East Structure Complete Phase: MILESTONES/HAMMOCKS Location: Structure Trade: Manhattan Start Date: 02-Oct-2025 End Date: 02-Oct-2025
Note on AJN46: Activity Name: East Building TCO (excluding Canopy) Phase: MILESTONES/HAMMOCKS Location: TCO Trade: Manhattan Start Date: 30-Jun-2026 End Date: 30-Jun-2026
Note on PV47: Activity Name: Notice to Proceed For Construction Phase: MAJOR MILESTONES Location: All Trade: Manhattan Start Date: 03-Feb-2025 End Date: 03-Feb-2025
Note on BDN47: Activity Name: Close-out & Final Billings Phase: MAJOR MILESTONES Location: All Trade: Manhattan Start Date: 02-Dec-2027 End Date: 04-Feb-2028
Note on BFZ48: Activity Name: Final Completion Phase: MAJOR MILESTONES Location: All Trade: Manhattan Start Date: 04-Feb-2028 End Date: 04-Feb-2028
Note on QK50: Activity Name: Start of East Construction Phase: MAJOR MILESTONES Location: East Trade: Manhattan Start Date: 18-Feb-2025 End Date: 18-Feb-2025
Note on AJN50: Activity Name: East Side TCO Phase: MAJOR MILESTONES Location: East Trade: Manhattan Start Date: 30-Jun-2026 End Date: 30-Jun-2026
Note on QK51: Activity Name: East Building & Canopy Construction Phase: MAJOR MILESTONES Location: East Trade: Manhattan Start Date: 18-Feb-2025 End Date: 28-Jul-2026
Note on AKJ53: Activity Name: Start of North Construction Phase: MAJOR MILESTONES Location: North Trade: Manhattan Start Date: 22-Jul-2026 End Date: 22-Jul-2026
Note on BDK53: Activity Name: North Endzone Completion Phase: MAJOR MILESTONES Location: North Trade: Manhattan Start Date: 29-Nov-2027 End Date: 29-Nov-2027
Note on AKJ54: Activity Name: North Ticket Construction Phase: MAJOR MILESTONES Location: North Trade: Manhattan Start Date: 22-Jul-2026 End Date: 29-Nov-2027
Note on AJN56: Activity Name: Phase 1 Substantial Completion Phase: MAJOR MILESTONES Location: Phase 1 Trade: Manhattan Start Date: 30-Jun-2026 End Date: 30-Jun-2026
Note on BDM57: Activity Name: Phase 2 Substantial Completion Phase: MAJOR MILESTONES Location: Phase 2 Trade: Manhattan Start Date: 01-Dec-2027 End Date: 01-Dec-2027
Note on AHW58: Activity Name: Start of West Construction Phase: MAJOR MILESTONES Location: West Trade: Manhattan Start Date: 18-May-2026 End Date: 18-May-2026
Note on BDM58: Activity Name: West Side TCO Phase: MAJOR MILESTONES Location: West Trade: Manhattan Start Date: 01-Dec-2027 End Date: 01-Dec-2027
Note on AHW59: Activity Name: West Building & Canopy Construction Phase: MAJOR MILESTONES Location: West Trade: Manhattan Start Date: 18-May-2026 End Date: 01-Dec-2027
Note on D61: Activity Name: Schematic Design-Full Project (Architecture and Structure) Phase: SCHEMATIC DESIGN Location: Design Trade: Architect Start Date: 27-Nov-2023 End Date: 01-Apr-2024
Note on EA61: Activity Name: SDs Pricing and Budget Reviews Phase: SCHEMATIC DESIGN Location: Design Trade: Architect Start Date: 02-Apr-2024 End Date: 08-Apr-2024
Note on EH63: Activity Name: Design Development 50% Phase: DESIGN DEVELOPMENT Location: Design Trade: Architect Start Date: 09-Apr-2024 End Date: 26-Apr-2024
Note on FB63: Activity Name: Design Development 50% Pricing to Review Phase: DESIGN DEVELOPMENT Location: Design Trade: Architect Start Date: 29-Apr-2024 End Date: 17-May-2024
Note on HF63: Activity Name: DDs Pricing and Budget Reviews Phase: DESIGN DEVELOPMENT Location: Design Trade: Architect Start Date: 24-Jun-2024 End Date: 22-Jul-2024
Note on FB64: Activity Name: Design Development 100% Phase: DESIGN DEVELOPMENT Location: Design Trade: Architect Start Date: 29-Apr-2024 End Date: 21-Jun-2024
Note on HF64: Activity Name: SteelTonnage Package Phase: DESIGN DEVELOPMENT Location: Design Trade: Architect Start Date: 24-Jun-2024 End Date: 30-Aug-2024
Note on FB65: Activity Name: Preliminary SteelTonnage Package Phase: DESIGN DEVELOPMENT Location: Design Trade: Architect Start Date: 29-Apr-2024 End Date: 21-Jun-2024
Note on GH69: Activity Name: Canopy Structure SteelPackage Phase: PERMIT PACKAGE Location: Canopy Trade: Manhattan Start Date: 31-May-2024 End Date: 30-Aug-2024
Note on GH70: Activity Name: Civil Package (includes duct bank, fire lane, site perimeter u Phase: PERMIT PACKAGE Location: Civil Trade: Manhattan Start Date: 31-May-2024 End Date: 30-Aug-2024
Note on GH71: Activity Name: Foundations Package (West and Northwest Building) Permit Phase: PERMIT PACKAGE Location: Foundations Trade: Manhattan Start Date: 31-May-2024 End Date: 30-Aug-2024
Note on JX72: Activity Name: Early Permit Packages - Never Issued, Merged with C&S Pac Phase: PERMIT PACKAGE Location: Permit Trade: Manhattan Start Date: 02-Sep-2024 End Date: 01-Nov-2024
Note on GH73: Activity Name: SteelPackage (Primary Structural Framing) Phase: PERMIT PACKAGE Location: Steel Trade: Manhattan Start Date: 31-May-2024 End Date: 30-Aug-2024
Note on HF74: Activity Name: Core and Shell / Permit / Demolition Package Phase: CONSTRUCTION DOCUMENTS Location: Documents Trade: Manhattan Start Date: 24-Jun-2024 End Date: 01-Nov-2024
Note on MI74: Activity Name: CoServ Relocation Designs & Approvals (Elect & Gas) Phase: CONSTRUCTION DOCUMENTS Location: Documents Trade: Manhattan Start Date: 04-Nov-2024 End Date: 30-Jan-2025
Note on MI75: Activity Name: Interiors Finish Out Package Phase: CONSTRUCTION DOCUMENTS Location: Documents Trade: Manhattan Start Date: 04-Nov-2024 End Date: 31-Jan-2025
Note on MT76: Activity Name: ASI-01 Issued Phase: CONSTRUCTION DOCUMENTS Location: Documents Trade: Manhattan Start Date: 15-Nov-2024 End Date: 15-Nov-2024
Note on NA76: Activity Name: ASI-02 Issued Phase: CONSTRUCTION DOCUMENTS Location: Documents Trade: Manhattan Start Date: 22-Nov-2024 End Date: 22-Nov-2024
Note on OA76: Activity Name: ASI-03 Issued Phase: CONSTRUCTION DOCUMENTS Location: Documents Trade: Manhattan Start Date: 18-Dec-2024 End Date: 18-Dec-2024
Note on OW76: Activity Name: ASI-04 Issued Phase: CONSTRUCTION DOCUMENTS Location: Documents Trade: Manhattan Start Date: 09-Jan-2025 End Date: 09-Jan-2025
Note on PA76: Activity Name: ASI-05 Issued Phase: CONSTRUCTION DOCUMENTS Location: Documents Trade: Manhattan Start Date: 13-Jan-2025 End Date: 13-Jan-2025
Note on PA80: Activity Name: Building Permit (East Demo) - Review & Approval Phase: PERMITS Location: All Trade: Manhattan Start Date: 13-Jan-2025 End Date: 14-Jan-2025
Note on KE81: Activity Name: East-North Site Plans - City Review Phase: PERMITS Location: East Trade: Manhattan Start Date: 09-Sep-2024 End Date: 04-Nov-2024
Note on MP81: Activity Name: East-North Civil - City Engineering Review Phase: PERMITS Location: East Trade: Manhattan Start Date: 11-Nov-2024 End Date: 11-Dec-2024
Note on NU81: Activity Name: East-North Civil - Comment Review & Resubmittal Phase: PERMITS Location: East Trade: Manhattan Start Date: 12-Dec-2024 End Date: 17-Dec-2024
Note on OA81: Activity Name: East-North Civil - City Engineering Re-Review Phase: PERMITS Location: East Trade: Manhattan Start Date: 18-Dec-2024 End Date: 09-Jan-2025
Note on OX81: Activity Name: East-North Civil - Comment Review & Resubmittal 2 Phase: PERMITS Location: East Trade: Manhattan Start Date: 10-Jan-2025 End Date: 21-Jan-2025
Note on PJ81: Activity Name: East-North Civil - City Engineering Re-Review 2 Phase: PERMITS Location: East Trade: Manhattan Start Date: 22-Jan-2025 End Date: 11-Feb-2025
Note on KF82: Activity Name: East-North LS Plans - City Review Phase: PERMITS Location: East Trade: Manhattan Start Date: 10-Sep-2024 End Date: 04-Nov-2024
Note on PX82: Activity Name: Building Permit (East) - Review & Approval Phase: PERMITS Location: East Trade: Manhattan Start Date: 05-Feb-2025 End Date: 25-Feb-2025
Note on MP86: Activity Name: Facade - Submittal Package for City Review Phase: PERMITS Location: Facade Trade: Manhattan Start Date: 11-Nov-2024 End Date: 16-Dec-2024
Note on OG86: Activity Name: Facade (all sides) - Comment Review & Resubmittal Phase: PERMITS Location: Facade Trade: Manhattan Start Date: 24-Dec-2024 End Date: 14-Jan-2025
Note on PC86: Activity Name: Facade (all sides) - City Re-Review Phase: PERMITS Location: Facade Trade: Manhattan Start Date: 15-Jan-2025 End Date: 28-Jan-2025
Note on NY87: Activity Name: Facade (all sides) - City Review Phase: PERMITS Location: Facade Trade: Manhattan Start Date: 16-Dec-2024 End Date: 23-Dec-2024
Note on MP90: Activity Name: West Site & LS Plans - Submittal Package for City Review Phase: PERMITS Location: West Trade: Manhattan Start Date: 11-Nov-2024 End Date: 16-Dec-2024
Note on OG90: Activity Name: West Site & LS Plans - Comment Review & Resubmittal Phase: PERMITS Location: West Trade: Manhattan Start Date: 24-Dec-2024 End Date: 14-Jan-2025
Note on PC90: Activity Name: West Site & LS Plans - City Re-Review Phase: PERMITS Location: West Trade: Manhattan Start Date: 15-Jan-2025 End Date: 28-Jan-2025
Note on PQ90: Activity Name: West Civil - Submittal Package for City Engineering Review Phase: PERMITS Location: West Trade: Manhattan Start Date: 29-Jan-2025 End Date: 04-Feb-2025
Note on PX90: Activity Name: West Civil - City Engineering Review Phase: PERMITS Location: West Trade: Manhattan Start Date: 05-Feb-2025 End Date: 18-Feb-2025
Note on QS90: Activity Name: Building Permit (West) - Review & Approval Phase: PERMITS Location: West Trade: Manhattan Start Date: 26-Feb-2025 End Date: 18-Mar-2025
Note on NY91: Activity Name: West Site & LS Plans - City Review Phase: PERMITS Location: West Trade: Manhattan Start Date: 16-Dec-2024 End Date: 23-Dec-2024
Note on OU95: Activity Name: FC Dallas IT & Cell/DAS Equipment Removed/Relocated Phase: DEMOLITION Location: East Trade: Telecommunications Start Date: 07-Jan-2025 End Date: 03-Feb-2025
Note on PW95: Activity Name: Project Mobilization Phase: DEMOLITION Location: East Trade: Manhattan Start Date: 04-Feb-2025 End Date: 17-Feb-2025
Note on QS95: Activity Name: Trace/Tag/Make Safe MEP Systems Phase: DEMOLITION Location: East Trade: MEP Start Date: 26-Feb-2025 End Date: 11-Mar-2025
Note on RL95: Activity Name: Mass Demolition-Excavation Phase: DEMOLITION Location: East Trade: Demolition Start Date: 17-Mar-2025 End Date: 04-Apr-2025
Note on QZ96: Activity Name: Precision Demo & Temp Protection Phase: DEMOLITION Location: East Trade: Demolition Start Date: 05-Mar-2025 End Date: 18-Mar-2025
Note on TP100: Activity Name: Drilled Piers Phase: FOUNDATIONS Location: Concession Wings Trade: Concrete Start Date: 12-May-2025 End Date: 16-May-2025
Note on TW100: Activity Name: Drilled Piers Phase: FOUNDATIONS Location: Concession Wings Trade: Concrete Start Date: 19-May-2025 End Date: 23-May-2025
Note on US100: Activity Name: Plumbing Underground Phase: FOUNDATIONS Location: Concession Wings Trade: Plumbing Start Date: 10-Jun-2025 End Date: 23-Jun-2025
Note on VN100: Activity Name: Slab on Grade - Rock/Fine Grade/FRP Phase: FOUNDATIONS Location: Concession Wings Trade: Concrete Start Date: 01-Jul-2025 End Date: 22-Jul-2025
Note on WO100: Activity Name: Slab on Grade - Rock/Fine Grade/FRP Phase: FOUNDATIONS Location: Concession Wings Trade: Concrete Start Date: 28-Jul-2025 End Date: 15-Aug-2025
Note on TW101: Activity Name: Grade Beams - Excavate/FRP Phase: FOUNDATIONS Location: Concession Wings Trade: Concrete Start Date: 19-May-2025 End Date: 09-Jun-2025
Note on US101: Activity Name: Grade Beams - Excavate/FRP Phase: FOUNDATIONS Location: Concession Wings Trade: Concrete Start Date: 10-Jun-2025 End Date: 03-Jul-2025
Note on VT101: Activity Name: Plumbing Underground Phase: FOUNDATIONS Location: Concession Wings Trade: Plumbing Start Date: 07-Jul-2025 End Date: 18-Jul-2025
Note on UZ102: Activity Name: Electrical Underground Phase: FOUNDATIONS Location: Concession Wings Trade: Electrical Start Date: 17-Jun-2025 End Date: 30-Jun-2025
Note on WA102: Activity Name: Electrical Underground Phase: FOUNDATIONS Location: Concession Wings Trade: Electrical Start Date: 14-Jul-2025 End Date: 25-Jul-2025
Note on SO106: Activity Name: Drilled Piers Phase: FOUNDATIONS Location: Main building - Concourse Level Trade: Concrete Start Date: 15-Apr-2025 End Date: 17-Apr-2025
Note on SR106: Activity Name: Pier Caps - Excavate/FRP Phase: FOUNDATIONS Location: Main building - Concourse Level Trade: Concrete Start Date: 18-Apr-2025 End Date: 23-Apr-2025
Note on SY106: Activity Name: Plumbing Underground Phase: FOUNDATIONS Location: Main building - Concourse Level Trade: Plumbing Start Date: 25-Apr-2025 End Date: 01-May-2025
Note on TF106: Activity Name: Electrical Underground Phase: FOUNDATIONS Location: Main building - Concourse Level Trade: Electrical Start Date: 02-May-2025 End Date: 08-May-2025
Note on TM106: Activity Name: Slab on Grade - Flex Cap/Fine Grade Phase: FOUNDATIONS Location: Main building - Concourse Level Trade: Concrete Start Date: 09-May-2025 End Date: 15-May-2025
Note on TT106: Activity Name: Slab on Grade - FRP Phase: FOUNDATIONS Location: Main building - Concourse Level Trade: Concrete Start Date: 16-May-2025 End Date: 22-May-2025
Note on SR107: Activity Name: Grade Beams - Excavate/FRP Phase: FOUNDATIONS Location: Main building - Concourse Level Trade: Concrete Start Date: 18-Apr-2025 End Date: 24-Apr-2025
Note on SY107: Activity Name: Camera Platform Phase: FOUNDATIONS Location: Main building - Concourse Level Trade: Steel Start Date: 25-Apr-2025 End Date: 07-May-2025
Note on TL107: Activity Name: Seating Bowl Infill Phase: FOUNDATIONS Location: Main building - Concourse Level Trade: Concrete Start Date: 08-May-2025 End Date: 14-May-2025
Note on SR111: Activity Name: Drilled Piers Phase: FOUNDATIONS Location: Main building - Concourse Level Trade: Concrete Start Date: 18-Apr-2025 End Date: 24-Apr-2025
Note on SY111: Activity Name: Drilled Piers Phase: FOUNDATIONS Location: Main building - Concourse Level Trade: Concrete Start Date: 25-Apr-2025 End Date: 30-Apr-2025
Note on TK111: Activity Name: Elevator Pit - Waterproofing Phase: FOUNDATIONS Location: Main building - Concourse Level Trade: Waterproofing Start Date: 07-May-2025 End Date: 08-May-2025
Note on TM111: Activity Name: Elevator Pit - Subsoil/Backfill Phase: FOUNDATIONS Location: Main building - Concourse Level Trade: Earthworks Start Date: 09-May-2025 End Date: 13-May-2025
Note on TS111: Activity Name: Seating Bowl Infill Phase: FOUNDATIONS Location: Main building - Concourse Level Trade: Concrete Start Date: 15-May-2025 End Date: 21-May-2025
Note on TZ111: Activity Name: Seating Bowl Infill Phase: FOUNDATIONS Location: Main building - Concourse Level Trade: Concrete Start Date: 22-May-2025 End Date: 29-May-2025
Note on UL111: Activity Name: Slab on Grade - Flex Cap/Fine Grade Phase: FOUNDATIONS Location: Main building - Concourse Level Trade: Concrete Start Date: 03-Jun-2025 End Date: 09-Jun-2025
Note on US111: Activity Name: Slab on Grade - FRP Phase: FOUNDATIONS Location: Main building - Concourse Level Trade: Concrete Start Date: 10-Jun-2025 End Date: 16-Jun-2025
Note on SY112: Activity Name: Pier Caps - Excavate/FRP Phase: FOUNDATIONS Location: Main building - Concourse Level Trade: Concrete Start Date: 25-Apr-2025 End Date: 30-Apr-2025
Note on TL112: Activity Name: Plumbing Underground Phase: FOUNDATIONS Location: Main building - Concourse Level Trade: Plumbing Start Date: 08-May-2025 End Date: 14-May-2025
Note on TT112: Activity Name: Slab on Grade - Flex Cap/Fine Grade Phase: FOUNDATIONS Location: Main building - Concourse Level Trade: Concrete Start Date: 16-May-2025 End Date: 22-May-2025
Note on UA112: Activity Name: Slab on Grade - FRP Phase: FOUNDATIONS Location: Main building - Concourse Level Trade: Concrete Start Date: 23-May-2025 End Date: 30-May-2025
Note on SY113: Activity Name: Elevator Pit - Excavate/FRP Phase: FOUNDATIONS Location: Main building - Concourse Level Trade: Concrete Start Date: 25-Apr-2025 End Date: 06-May-2025
Note on TL113: Activity Name: Grade Beams - Excavate/FRP Phase: FOUNDATIONS Location: Main building - Concourse Level Trade: Concrete Start Date: 08-May-2025 End Date: 16-May-2025
Note on TW113: Activity Name: Plumbing Underground Phase: FOUNDATIONS Location: Main building - Concourse Level Trade: Plumbing Start Date: 19-May-2025 End Date: 23-May-2025
Note on UE113: Activity Name: Electrical Underground Phase: FOUNDATIONS Location: Main building - Concourse Level Trade: Electrical Start Date: 27-May-2025 End Date: 02-Jun-2025
Note on TB114: Activity Name: Grade Beams - Excavate/FRP Phase: FOUNDATIONS Location: Main building - Concourse Level Trade: Concrete Start Date: 28-Apr-2025 End Date: 07-May-2025
Note on TM114: Activity Name: Electrical Underground Phase: FOUNDATIONS Location: Main building - Concourse Level Trade: Electrical Start Date: 09-May-2025 End Date: 15-May-2025
Note on TQ115: Activity Name: Pier Caps - Excavate/FRP Phase: FOUNDATIONS Location: Main building - Concourse Level Trade: Concrete Start Date: 13-May-2025 End Date: 16-May-2025
Note on TE116: Activity Name: Drilled Piers Phase: FOUNDATIONS Location: Main building - Concourse Level Trade: Concrete Start Date: 01-May-2025 End Date: 07-May-2025
Note on TW116: Activity Name: Pier Caps - Excavate/FRP Phase: FOUNDATIONS Location: Main building - Concourse Level Trade: Concrete Start Date: 19-May-2025 End Date: 22-May-2025
Note on UH116: Activity Name: Elevator Pit - Waterproofing Phase: FOUNDATIONS Location: Main building - Concourse Level Trade: Waterproofing Start Date: 30-May-2025 End Date: 02-Jun-2025
Note on UL116: Activity Name: Elevator Pit - Subsoil/Backfill Phase: FOUNDATIONS Location: Main building - Concourse Level Trade: Earthworks Start Date: 03-Jun-2025 End Date: 05-Jun-2025
Note on UR116: Activity Name: Electrical Underground Phase: FOUNDATIONS Location: Main building - Concourse Level Trade: Electrical Start Date: 09-Jun-2025 End Date: 13-Jun-2025
Note on UY116: Activity Name: Slab on Grade - Flex Cap/Fine Grade Phase: FOUNDATIONS Location: Main building - Concourse Level Trade: Concrete Start Date: 16-Jun-2025 End Date: 20-Jun-2025
Note on VF116: Activity Name: Slab on Grade - FRP Phase: FOUNDATIONS Location: Main building - Concourse Level Trade: Concrete Start Date: 23-Jun-2025 End Date: 27-Jun-2025
Note on TW117: Activity Name: Elevator Pit - Excavate/FRP Phase: FOUNDATIONS Location: Main building - Concourse Level Trade: Concrete Start Date: 19-May-2025 End Date: 29-May-2025
Note on UK117: Activity Name: Seating Bowl Infill Phase: FOUNDATIONS Location: Main building - Concourse Level Trade: Concrete Start Date: 02-Jun-2025 End Date: 06-Jun-2025
Note on TX118: Activity Name: Grade Beams - Excavate/FRP Phase: FOUNDATIONS Location: Main building - Concourse Level Trade: Concrete Start Date: 20-May-2025 End Date: 30-May-2025
Note on UK118: Activity Name: Plumbing Underground Phase: FOUNDATIONS Location: Main building - Concourse Level Trade: Plumbing Start Date: 02-Jun-2025 End Date: 06-Jun-2025
Note on TL120: Activity Name: Drilled Piers Phase: FOUNDATIONS Location: Main building - Concourse Level Trade: Concrete Start Date: 08-May-2025 End Date: 09-May-2025
Note on UH120: Activity Name: Pier Caps - Excavate/FRP Phase: FOUNDATIONS Location: Main building - Concourse Level Trade: Concrete Start Date: 30-May-2025 End Date: 04-Jun-2025
Note on UO120: Activity Name: Camera Platform Phase: FOUNDATIONS Location: Main building - Concourse Level Trade: Steel Start Date: 06-Jun-2025 End Date: 18-Jun-2025
Note on VB120: Activity Name: Seating Bowl Infill Phase: FOUNDATIONS Location: Main building - Concourse Level Trade: Concrete Start Date: 19-Jun-2025 End Date: 25-Jun-2025
Note on VM120: Activity Name: Slab on Grade - FRP Phase: FOUNDATIONS Location: Main building - Concourse Level Trade: Concrete Start Date: 30-Jun-2025 End Date: 07-Jul-2025
Note on UK121: Activity Name: Grade Beams - Excavate/FRP Phase: FOUNDATIONS Location: Main building - Concourse Level Trade: Concrete Start Date: 02-Jun-2025 End Date: 05-Jun-2025
Note on UR121: Activity Name: Plumbing Underground Phase: FOUNDATIONS Location: Main building - Concourse Level Trade: Plumbing Start Date: 09-Jun-2025 End Date: 13-Jun-2025
Note on UY121: Activity Name: Electrical Underground Phase: FOUNDATIONS Location: Main building - Concourse Level Trade: Electrical Start Date: 16-Jun-2025 End Date: 20-Jun-2025
Note on VF121: Activity Name: Slab on Grade - Flex Cap/Fine Grade Phase: FOUNDATIONS Location: Main building - Concourse Level Trade: Concrete Start Date: 23-Jun-2025 End Date: 27-Jun-2025
Note on VN124: Activity Name: Excavate NE building footprint Phase: FOUNDATIONS Location: Northeast Trade: Earthworks Start Date: 01-Jul-2025 End Date: 03-Jul-2025
Note on VT124: Activity Name: Lower Grade Beam at Piers Phase: FOUNDATIONS Location: Northeast Trade: Concrete Start Date: 07-Jul-2025 End Date: 11-Jul-2025
Note on WA124: Activity Name: South Grade Beam Phase: FOUNDATIONS Location: Northeast Trade: Concrete Start Date: 14-Jul-2025 End Date: 18-Jul-2025
Note on WH124: Activity Name: FRP Walls & Pilasters Phase: FOUNDATIONS Location: Northeast Trade: Concrete Start Date: 21-Jul-2025 End Date: 25-Jul-2025
Note on WO124: Activity Name: Upper Grade Beam Phase: FOUNDATIONS Location: Northeast Trade: Concrete Start Date: 28-Jul-2025 End Date: 04-Aug-2025
Note on WW124: Activity Name: Geofoam Install Phase: FOUNDATIONS Location: Northeast Trade: Geofom Start Date: 05-Aug-2025 End Date: 11-Aug-2025
Note on XD124: Activity Name: MEP Underground Phase: FOUNDATIONS Location: Northeast Trade: MEP Start Date: 12-Aug-2025 End Date: 21-Aug-2025
Note on XN124: Activity Name: FRP Slab on Grade Phase: FOUNDATIONS Location: Northeast Trade: Concrete Start Date: 22-Aug-2025 End Date: 26-Aug-2025
Note on RG128: Activity Name: Slab Demo & Removal for gas line Phase: South HOF Location: Main Building Trade: Demolition Start Date: 12-Mar-2025 End Date: 13-Mar-2025
Note on RI128: Activity Name: Install new gas line Phase: South HOF Location: Main Building Trade: Plumbing Start Date: 14-Mar-2025 End Date: 18-Mar-2025
Note on ZV130: Activity Name: Install Field Tunnel Cameras Phase: South HOF Location: Main Building Trade: Equipment Start Date: 21-Oct-2025 End Date: 27-Oct-2025
Note on RN131: Activity Name: Install new gas line Phase: South HOF Location: Main Building Trade: Plumbing Start Date: 19-Mar-2025 End Date: 21-Mar-2025
Note on VP131: Activity Name: Open Roof for Steel& Sleeves Phase: South HOF Location: Main Building Trade: Steel Start Date: 03-Jul-2025 End Date: 03-Jul-2025
Note on VT131: Activity Name: Added Roof Steel Phase: South HOF Location: Main Building Trade: Steel Start Date: 07-Jul-2025 End Date: 09-Jul-2025
Note on VW131: Activity Name: Repair Roofing System Phase: South HOF Location: Main Building Trade: Roofing Start Date: 10-Jul-2025 End Date: 11-Jul-2025
Note on WX131: Activity Name: Install Generator Phase: South HOF Location: Main Building Trade: Electrical Start Date: 06-Aug-2025 End Date: 12-Aug-2025
Note on XE131: Activity Name: Generator Start-up & Commissioning Phase: South HOF Location: Main Building Trade: Electrical Start Date: 13-Aug-2025 End Date: 19-Aug-2025
Note on ACO131: Activity Name: Install New Bowl Speakers Phase: South HOF Location: Main Building Trade: Audovisual Start Date: 31-Dec-2025 End Date: 15-Jan-2026
Note on XL135: Activity Name: Relocate HOF transformer Phase: South HOF Location: South Trade: Electrical Start Date: 20-Aug-2025 End Date: 02-Sep-2025
Note on WW136: Activity Name: Concession Building Steel(Steel/Joist/Deck) - North Phase: STRUCTURE Location: Concession Wings Trade: Steel Start Date: 05-Aug-2025 End Date: 18-Aug-2025
Note on XK137: Activity Name: Concession Building Steel(Steel/Joist/Deck) - South Phase: STRUCTURE Location: Concession Wings Trade: Steel Start Date: 19-Aug-2025 End Date: 01-Sep-2025
Note on VP138: Activity Name: Erect Structural Steel Phase: STRUCTURE Location: Main building - All Trade: Steel Start Date: 03-Jul-2025 End Date: 09-Jul-2025
Note on WA138: Activity Name: Detailing & Decking Steel Phase: STRUCTURE Location: Main building - All Trade: Decking Start Date: 14-Jul-2025 End Date: 17-Jul-2025
Note on VV140: Activity Name: Erect Structural Steel Phase: STRUCTURE Location: Main building - All Trade: Steel Start Date: 09-Jul-2025 End Date: 16-Jul-2025
Note on WE140: Activity Name: Detailing & Decking Steel Phase: STRUCTURE Location: Main building - All Trade: Decking Start Date: 18-Jul-2025 End Date: 25-Jul-2025
Note on WC142: Activity Name: Erect Structural Steel Phase: STRUCTURE Location: Main building - All Trade: Steel Start Date: 16-Jul-2025 End Date: 23-Jul-2025
Note on WO142: Activity Name: Detailing & Decking Steel Phase: STRUCTURE Location: Main building - All Trade: Decking Start Date: 28-Jul-2025 End Date: 04-Aug-2025
Note on WJ144: Activity Name: Erect Structural Steel Phase: STRUCTURE Location: Main building - All Trade: Steel Start Date: 23-Jul-2025 End Date: 30-Jul-2025
Note on WW144: Activity Name: Detailing & Decking Steel Phase: STRUCTURE Location: Main building - All Trade: Decking Start Date: 05-Aug-2025 End Date: 12-Aug-2025
Note on WQ146: Activity Name: Erect Structural Steel Phase: STRUCTURE Location: Main building - All Trade: Steel Start Date: 30-Jul-2025 End Date: 04-Aug-2025
Note on XE146: Activity Name: Detailing & Decking Steel Phase: STRUCTURE Location: Main building - All Trade: Decking Start Date: 13-Aug-2025 End Date: 18-Aug-2025
Note on WH148: Activity Name: MEP In-slab Rough-in Phase: STRUCTURE Location: Main building - Lower Suite Level Trade: MEP Start Date: 21-Jul-2025 End Date: 25-Jul-2025
Note on WO148: Activity Name: FRP SOMD Phase: STRUCTURE Location: Main building - Lower Suite Level Trade: Concrete Start Date: 28-Jul-2025 End Date: 01-Aug-2025
Note on WO150: Activity Name: MEP In-slab Rough-in Phase: STRUCTURE Location: Main building - Lower Suite Level Trade: MEP Start Date: 28-Jul-2025 End Date: 01-Aug-2025
Note on WV150: Activity Name: FRP SOMD Phase: STRUCTURE Location: Main building - Lower Suite Level Trade: Concrete Start Date: 04-Aug-2025 End Date: 08-Aug-2025
Note on WW152: Activity Name: MEP In-slab Rough-in Phase: STRUCTURE Location: Main building - Lower Suite Level Trade: MEP Start Date: 05-Aug-2025 End Date: 11-Aug-2025
Note on XD152: Activity Name: FRP SOMD Phase: STRUCTURE Location: Main building - Lower Suite Level Trade: Concrete Start Date: 12-Aug-2025 End Date: 19-Aug-2025
Note on XE154: Activity Name: MEP In-slab Rough-in Phase: STRUCTURE Location: Main building - Lower Suite Level Trade: MEP Start Date: 13-Aug-2025 End Date: 19-Aug-2025
Note on XL154: Activity Name: FRP SOMD Phase: STRUCTURE Location: Main building - Lower Suite Level Trade: Concrete Start Date: 20-Aug-2025 End Date: 27-Aug-2025
Note on XL156: Activity Name: MEP In-slab Rough-in Phase: STRUCTURE Location: Main building - Lower Suite Level Trade: MEP Start Date: 20-Aug-2025 End Date: 26-Aug-2025
Note on XT156: Activity Name: FRP SOMD Phase: STRUCTURE Location: Main building - Lower Suite Level Trade: Concrete Start Date: 28-Aug-2025 End Date: 03-Sep-2025
Note on WY158: Activity Name: Erect Canopy Steel Phase: STRUCTURE Location: Main building - Roof Level Trade: Steel Start Date: 07-Aug-2025 End Date: 18-Aug-2025
Note on XK159: Activity Name: Erect Canopy Steel Phase: STRUCTURE Location: Main building - Roof Level Trade: Steel Start Date: 19-Aug-2025 End Date: 28-Aug-2025
Note on WW160: Activity Name: MEP In-slab Rough-in Phase: STRUCTURE Location: Main building - Roof Level Trade: MEP Start Date: 05-Aug-2025 End Date: 11-Aug-2025
Note on XU160: Activity Name: Erect Canopy Steel Phase: STRUCTURE Location: Main building - Roof Level Trade: Steel Start Date: 29-Aug-2025 End Date: 10-Sep-2025
Note on YH162: Activity Name: Erect Canopy Steel Phase: STRUCTURE Location: Main building - Roof Level Trade: Steel Start Date: 11-Sep-2025 End Date: 22-Sep-2025
Note on YT163: Activity Name: Erect Canopy Steel Phase: STRUCTURE Location: Main building - Roof Level Trade: Steel Start Date: 23-Sep-2025 End Date: 02-Oct-2025
Note on XY164: Activity Name: Erect NE Concourse Structure Phase: STRUCTURE Location: Northeast Trade: Steel Start Date: 02-Sep-2025 End Date: 04-Sep-2025
Note on YB164: Activity Name: Detail/Misc Steel- NE Phase: STRUCTURE Location: Northeast Trade: Steel Start Date: 05-Sep-2025 End Date: 16-Sep-2025
Note on XK166: Activity Name: Exterior Framing and Sheathing - North Phase: EXTERIORS Location: Concession Wings - Concourse Level Trade: Framing Start Date: 19-Aug-2025 End Date: 01-Sep-2025
Note on XY166: Activity Name: Install Air/Water Barrier Phase: EXTERIORS Location: Concession Wings - Concourse Level Trade: Waterproofing Start Date: 02-Sep-2025 End Date: 05-Sep-2025
Note on YF166: Activity Name: Install Masonry Veneer Phase: EXTERIORS Location: Concession Wings - Concourse Level Trade: Masonry Start Date: 09-Sep-2025 End Date: 28-Oct-2025
Note on AAE166: Activity Name: Install Metal Panel Fascias & Soffits Phase: EXTERIORS Location: Concession Wings - Concourse Level Trade: Metal Panels Start Date: 30-Oct-2025 End Date: 19-Nov-2025
Note on AAZ166: Activity Name: Install Linear Soffit Lights Phase: EXTERIORS Location: Concession Wings - Concourse Level Trade: Electrical Start Date: 20-Nov-2025 End Date: 26-Nov-2025
Note on XY170: Activity Name: Exterior Framing and Sheathing - South Phase: EXTERIORS Location: Concession Wings - Concourse Level Trade: Framing Start Date: 02-Sep-2025 End Date: 16-Sep-2025
Note on YN170: Activity Name: Install Air/Water Barrier Phase: EXTERIORS Location: Concession Wings - Concourse Level Trade: Waterproofing Start Date: 17-Sep-2025 End Date: 19-Sep-2025
Note on YS170: Activity Name: Install Masonry Veneer Phase: EXTERIORS Location: Concession Wings - Concourse Level Trade: Masonry Start Date: 22-Sep-2025 End Date: 21-Oct-2025
Note on ZW170: Activity Name: Install Storefront System Phase: EXTERIORS Location: Concession Wings - Concourse Level Trade: Glazing Start Date: 22-Oct-2025 End Date: 04-Nov-2025
Note on ABK170: Activity Name: Install Metal Panel Fascias & Soffits Phase: EXTERIORS Location: Concession Wings - Concourse Level Trade: Metal Panels Start Date: 01-Dec-2025 End Date: 19-Dec-2025
Note on ACF170: Activity Name: Install Linear Soffit Lights Phase: EXTERIORS Location: Concession Wings - Concourse Level Trade: Electrical Start Date: 22-Dec-2025 End Date: 29-Dec-2025
Note on XC174: Activity Name: Exterior Framing and Sheathing - North Phase: EXTERIORS Location: Concourse Level Trade: Framing Start Date: 11-Aug-2025 End Date: 22-Aug-2025
Note on XQ174: Activity Name: Install Stainless Counters Phase: EXTERIORS Location: Concourse Level Trade: Specialty Start Date: 25-Aug-2025 End Date: 26-Aug-2025
Note on XT174: Activity Name: Install Masonry Veneer Phase: EXTERIORS Location: Concourse Level Trade: Masonry Start Date: 28-Aug-2025 End Date: 02-Oct-2025
Note on ZD174: Activity Name: Install Storefront (Bowl side) Phase: EXTERIORS Location: Concourse Level Trade: Glazing Start Date: 03-Oct-2025 End Date: 09-Oct-2025
Note on ZK174: Activity Name: Install Curtainwall Phase: EXTERIORS Location: Concourse Level Trade: Glazing Start Date: 10-Oct-2025 End Date: 23-Oct-2025
Note on ZY174: Activity Name: Install Fire Sprinkler Phase: EXTERIORS Location: Concourse Level Trade: Fire Sprinkler Start Date: 24-Oct-2025 End Date: 30-Oct-2025
Note on AAM174: Activity Name: Spray Insulation Phase: EXTERIORS Location: Concourse Level Trade: Insulation Start Date: 07-Nov-2025 End Date: 18-Nov-2025
Note on AAY174: Activity Name: Close Soffit Phase: EXTERIORS Location: Concourse Level Trade: Carpentry Start Date: 19-Nov-2025 End Date: 25-Nov-2025
Note on ACO174: Activity Name: Install Soffit Metal Panels Phase: EXTERIORS Location: Concourse Level Trade: Metal Panels Start Date: 31-Dec-2025 End Date: 29-Jan-2026
Note on ADS174: Activity Name: Trim-out Devices Phase: EXTERIORS Location: Concourse Level Trade: Electrical Start Date: 30-Jan-2026 End Date: 05-Feb-2026
Note on XQ175: Activity Name: Install Air/Water Barrier Phase: EXTERIORS Location: Concourse Level Trade: Waterproofing Start Date: 25-Aug-2025 End Date: 27-Aug-2025
Note on ZK175: Activity Name: Frame Soffit Phase: EXTERIORS Location: Concourse Level Trade: Carpentry Start Date: 10-Oct-2025 End Date: 23-Oct-2025
Note on ZY175: Activity Name: Install Electrical/LV Phase: EXTERIORS Location: Concourse Level Trade: Electrical Start Date: 24-Oct-2025 End Date: 06-Nov-2025
Note on YA179: Activity Name: Exterior Framing and Sheathing - South Phase: EXTERIORS Location: Concourse Level Trade: Framing Start Date: 04-Sep-2025 End Date: 18-Sep-2025
Note on YP179: Activity Name: Install Stainless Counters Phase: EXTERIORS Location: Concourse Level Trade: Specialty Start Date: 19-Sep-2025 End Date: 22-Sep-2025
Note on YU179: Activity Name: Install Masonry Veneer Phase: EXTERIORS Location: Concourse Level Trade: Masonry Start Date: 24-Sep-2025 End Date: 28-Oct-2025
Note on AAM179: Activity Name: Install Storefront (Bowl side) Phase: EXTERIORS Location: Concourse Level Trade: Glazing Start Date: 07-Nov-2025 End Date: 13-Nov-2025
Note on AAT179: Activity Name: Frame Soffit Phase: EXTERIORS Location: Concourse Level Trade: Carpentry Start Date: 14-Nov-2025 End Date: 01-Dec-2025
Note on ABL179: Activity Name: Install Fire Sprinkler Phase: EXTERIORS Location: Concourse Level Trade: Fire Sprinkler Start Date: 02-Dec-2025 End Date: 08-Dec-2025
Note on ABZ179: Activity Name: Spray Insulation Phase: EXTERIORS Location: Concourse Level Trade: Insulation Start Date: 16-Dec-2025 End Date: 26-Dec-2025
Note on ACM179: Activity Name: Close Soffit Phase: EXTERIORS Location: Concourse Level Trade: Carpentry Start Date: 29-Dec-2025 End Date: 05-Jan-2026
Note on ADX179: Activity Name: Install Soffit Metal Panels Phase: EXTERIORS Location: Concourse Level Trade: Metal Panels Start Date: 04-Feb-2026 End Date: 03-Mar-2026
Note on AEZ179: Activity Name: Trim-out Devices Phase: EXTERIORS Location: Concourse Level Trade: Electrical Start Date: 04-Mar-2026 End Date: 10-Mar-2026
Note on YP180: Activity Name: Install Air/Water Barrier Phase: EXTERIORS Location: Concourse Level Trade: Waterproofing Start Date: 19-Sep-2025 End Date: 23-Sep-2025
Note on ZY180: Activity Name: Install Curtainwall Phase: EXTERIORS Location: Concourse Level Trade: Glazing Start Date: 24-Oct-2025 End Date: 06-Nov-2025
Note on ABL180: Activity Name: Install Electrical/LV Phase: EXTERIORS Location: Concourse Level Trade: Electrical Start Date: 02-Dec-2025 End Date: 15-Dec-2025
Note on ACF183: Activity Name: Install Entry Main Canopy Phase: EXTERIORS Location: Entry Trade: Steel Start Date: 22-Dec-2025 End Date: 21-Jan-2026
Note on ADK183: Activity Name: Install Secondary Entry Canopy Phase: EXTERIORS Location: Entry Trade: Steel Start Date: 22-Jan-2026 End Date: 04-Feb-2026
Note on ADY183: Activity Name: Install Entry Gates Phase: EXTERIORS Location: Entry Trade: Miscellaneous Start Date: 05-Feb-2026 End Date: 18-Feb-2026
Note on AEM183: Activity Name: Install Entry Gates Phase: EXTERIORS Location: Entry Trade: Miscellaneous Start Date: 19-Feb-2026 End Date: 25-Feb-2026
Note on AET183: Activity Name: Install Entry Signage Phase: EXTERIORS Location: Entry Trade: Signage Start Date: 26-Feb-2026 End Date: 04-Mar-2026
Note on XA187: Activity Name: Concrete Cure Time Phase: EXTERIORS Location: Lower Suite Level Trade: Concrete Start Date: 09-Aug-2025 End Date: 05-Sep-2025
Note on YH187: Activity Name: Install Roofing Membrane Phase: EXTERIORS Location: Lower Suite Level Trade: Roofing Start Date: 11-Sep-2025 End Date: 24-Sep-2025
Note on ZC187: Activity Name: Install Metal Panels Phase: EXTERIORS Location: Lower Suite Level Trade: Metal Panels Start Date: 02-Oct-2025 End Date: 29-Oct-2025
Note on XC188: Activity Name: Install Roof Curbs/Rails Phase: EXTERIORS Location: Lower Suite Level Trade: Roofing Start Date: 11-Aug-2025 End Date: 11-Aug-2025
Note on XL188: Activity Name: Exterior Framing and Sheathing - North Phase: EXTERIORS Location: Lower Suite Level Trade: Framing Start Date: 20-Aug-2025 End Date: 02-Sep-2025
Note on XZ188: Activity Name: Install Air/Water Barrier Phase: EXTERIORS Location: Lower Suite Level Trade: Waterproofing Start Date: 03-Sep-2025 End Date: 10-Sep-2025
Note on ZX188: Activity Name: Install Mechanical Equipment Phase: EXTERIORS Location: Lower Suite Level Trade: Mechanical Start Date: 23-Oct-2025 End Date: 05-Nov-2025
Note on YA191: Activity Name: Install Roof Curbs/Rails Phase: EXTERIORS Location: Lower Suite Level Trade: Roofing Start Date: 04-Sep-2025 End Date: 04-Sep-2025
Note on YO191: Activity Name: Exterior Framing and Sheathing - South Phase: EXTERIORS Location: Lower Suite Level Trade: Framing Start Date: 18-Sep-2025 End Date: 01-Oct-2025
Note on ZC191: Activity Name: Install Air/Water Barrier Phase: EXTERIORS Location: Lower Suite Level Trade: Waterproofing Start Date: 02-Oct-2025 End Date: 08-Oct-2025
Note on AAE191: Activity Name: Install Metal Panels Phase: EXTERIORS Location: Lower Suite Level Trade: Metal Panels Start Date: 30-Oct-2025 End Date: 26-Nov-2025
Note on YA192: Activity Name: Concrete Cure Time Phase: EXTERIORS Location: Lower Suite Level Trade: Concrete Start Date: 04-Sep-2025 End Date: 01-Oct-2025
Note on ZC192: Activity Name: Install Roofing Membrane Phase: EXTERIORS Location: Lower Suite Level Trade: Roofing Start Date: 02-Oct-2025 End Date: 15-Oct-2025
Note on AAL192: Activity Name: Install Mechanical Equipment Phase: EXTERIORS Location: Lower Suite Level Trade: Mechanical Start Date: 06-Nov-2025 End Date: 12-Nov-2025
Note on AFG195: Activity Name: MCC Completion List - Prepare/Distribute/Complete Phase: EXTERIORS Location: Main building Trade: Manhattan Start Date: 11-Mar-2026 End Date: 24-Mar-2026
Note on AFU195: Activity Name: Design Team Punchlist - Prepare/Distribute/Complete Phase: EXTERIORS Location: Main building Trade: Manhattan Start Date: 25-Mar-2026 End Date: 07-Apr-2026
Note on ZD197: Activity Name: Exterior Framing and Sheathing - Northeast Phase: EXTERIORS Location: Northeast - Concourse Level Trade: Framing Start Date: 03-Oct-2025 End Date: 16-Oct-2025
Note on ZR197: Activity Name: Install SS Serving Counters Phase: EXTERIORS Location: Northeast - Concourse Level Trade: Specialty Start Date: 17-Oct-2025 End Date: 20-Oct-2025
Note on ZY197: Activity Name: Install Masonry Veneer Phase: EXTERIORS Location: Northeast - Concourse Level Trade: Masonry Start Date: 24-Oct-2025 End Date: 01-Dec-2025
Note on ADS197: Activity Name: Install Metal Panel Fascia Phase: EXTERIORS Location: Northeast - Concourse Level Trade: Metal Panels Start Date: 30-Jan-2026 End Date: 12-Feb-2026
Note on ZR198: Activity Name: Install Air/Water Barrier Phase: EXTERIORS Location: Northeast - Concourse Level Trade: Waterproofing Start Date: 17-Oct-2025 End Date: 23-Oct-2025
Note on YN202: Activity Name: Install Roof Curbs/Rails Phase: EXTERIORS Location: Northeast - Roof Level Trade: Roofing Start Date: 17-Sep-2025 End Date: 18-Sep-2025
Note on ZX202: Activity Name: Install Roofing Membrane Phase: EXTERIORS Location: Northeast - Roof Level Trade: Roofing Start Date: 23-Oct-2025 End Date: 29-Oct-2025
Note on AAS202: Activity Name: Install Mechanical Equipment Phase: EXTERIORS Location: Northeast - Roof Level Trade: Mechanical Start Date: 13-Nov-2025 End Date: 19-Nov-2025
Note on XK205: Activity Name: Install Roof Curbs/Rails Phase: EXTERIORS Location: Roof Level Trade: Roofing Start Date: 19-Aug-2025 End Date: 20-Aug-2025
Note on XY205: Activity Name: Install Roofing Membrane Phase: EXTERIORS Location: Roof Level Trade: Roofing Start Date: 02-Sep-2025 End Date: 09-Sep-2025
Note on YG205: Activity Name: Install Mechanical Equipment Phase: EXTERIORS Location: Roof Level Trade: Mechanical Start Date: 10-Sep-2025 End Date: 30-Sep-2025
Note on ZQ208: Activity Name: Install Roofing Membrane Phase: EXTERIORS Location: Roof Level Trade: Roofing Start Date: 16-Oct-2025 End Date: 22-Oct-2025
Note on XY209: Activity Name: Install Roof Curbs/Rails Phase: EXTERIORS Location: Roof Level Trade: Roofing Start Date: 02-Sep-2025 End Date: 03-Sep-2025
Note on YV209: Activity Name: Install Roofing Membrane Phase: EXTERIORS Location: Roof Level Trade: Roofing Start Date: 25-Sep-2025 End Date: 01-Oct-2025
Note on ZC209: Activity Name: Install Mechanical Equipment Phase: EXTERIORS Location: Roof Level Trade: Mechanical Start Date: 02-Oct-2025 End Date: 22-Oct-2025
Note on SG212: Activity Name: Site Utilities Phase: CIVIL/SITE Location: East Trade: Underground Utilities Start Date: 07-Apr-2025 End Date: 16-Jun-2025
Note on UZ212: Activity Name: Install Fire Lane Base Course Phase: CIVIL/SITE Location: East Trade: Paving Start Date: 17-Jun-2025 End Date: 15-Jul-2025
Note on AAZ212: Activity Name: Hardscape/Landscape Phase: CIVIL/SITE Location: East Trade: Hardscape/Landscape Start Date: 20-Nov-2025 End Date: 11-Mar-2026
Note on TW213: Activity Name: Relocate Existing CoServ Lines Phase: CIVIL/SITE Location: East Trade: Underground Utilities Start Date: 19-May-2025 End Date: 16-Jun-2025
Note on ZD216: Activity Name: Install Bowl Speakers/Stadium Lights Phase: CANOPIES Location: Main building Trade: Electrical Start Date: 03-Oct-2025 End Date: 30-Dec-2025
Note on AGU216: Activity Name: Install Canopy Fabric Phase: CANOPIES Location: Main building Trade: Steel Start Date: 20-Apr-2026 End Date: 29-Jun-2026
Note on AJN216: Activity Name: Canopy Punch/Closeout Phase: CANOPIES Location: Main building Trade: Steel Start Date: 30-Jun-2026 End Date: 28-Jul-2026
Note on AGI219: Activity Name: Closeout/Commissioning Phase: INTERIORS Location: Closeout/Commissioning Trade: MEP Start Date: 08-Apr-2026 End Date: 30-Jun-2026
Note on XY220: Activity Name: Partition Layout & Top Track Phase: INTERIORS Location: Concession Wings - Concourse level Trade: Framing Start Date: 02-Sep-2025 End Date: 03-Sep-2025
Note on YA220: Activity Name: Mechanical Overhead & Riser Rough-in Phase: INTERIORS Location: Concession Wings - Concourse level Trade: Mechanical Start Date: 04-Sep-2025 End Date: 05-Sep-2025
Note on YF220: Activity Name: Plumbing/Piping Overhead Phase: INTERIORS Location: Concession Wings - Concourse level Trade: Plumbing Start Date: 09-Sep-2025 End Date: 10-Sep-2025
Note on YH220: Activity Name: Frame & One-side Walls Phase: INTERIORS Location: Concession Wings - Concourse level Trade: Framing Start Date: 11-Sep-2025 End Date: 15-Sep-2025
Note on YM220: Activity Name: Elect/LV Rough-in Phase: INTERIORS Location: Concession Wings - Concourse level Trade: Electrical Start Date: 16-Sep-2025 End Date: 22-Sep-2025
Note on YT220: Activity Name: In-Wall QC Check Phase: INTERIORS Location: Concession Wings - Concourse level Trade: Inspection Start Date: 23-Sep-2025 End Date: 23-Sep-2025
Note on YU220: Activity Name: COF In-Wall Inspection Phase: INTERIORS Location: Concession Wings - Concourse level Trade: Inspection Start Date: 24-Sep-2025 End Date: 24-Sep-2025
Note on YV220: Activity Name: Insulate & Close Walls Phase: INTERIORS Location: Concession Wings - Concourse level Trade: Drywall Start Date: 25-Sep-2025 End Date: 29-Sep-2025
Note on ZA220: Activity Name: Tape/Bed/Prime/ 1st Coat Walls Phase: INTERIORS Location: Concession Wings - Concourse level Trade: Drywall Start Date: 30-Sep-2025 End Date: 08-Oct-2025
Note on ZJ220: Activity Name: Trim Mechanical Devices Phase: INTERIORS Location: Concession Wings - Concourse level Trade: Mechanical Start Date: 09-Oct-2025 End Date: 09-Oct-2025
Note on ZO220: Activity Name: Seal MEP/Storage Rooms Phase: INTERIORS Location: Concession Wings - Concourse level Trade: Drywall Start Date: 14-Oct-2025 End Date: 14-Oct-2025
Note on ZP220: Activity Name: Install Doors & Hardware Phase: INTERIORS Location: Concession Wings - Concourse level Trade: Equipment Start Date: 15-Oct-2025 End Date: 16-Oct-2025
Note on ZR220: Activity Name: LV Trim-out Phase: INTERIORS Location: Concession Wings - Concourse level Trade: Electrical Start Date: 17-Oct-2025 End Date: 20-Oct-2025
Note on AAT220: Activity Name: Construction Rough Clean Phase: INTERIORS Location: Concession Wings - Concourse level Trade: Clean Start Date: 14-Nov-2025 End Date: 20-Nov-2025
Note on ABA220: Activity Name: MCC Completion List - Prepare/Distribute/Complete Phase: INTERIORS Location: Concession Wings - Concourse level Trade: Manhattan Start Date: 21-Nov-2025 End Date: 08-Dec-2025
Note on ABS220: Activity Name: Design Team Punch List & Completion Phase: INTERIORS Location: Concession Wings - Concourse level Trade: Manhattan Start Date: 09-Dec-2025 End Date: 22-Dec-2025
Note on ACG220: Activity Name: Final Clean Phase: INTERIORS Location: Concession Wings - Concourse level Trade: Clean Start Date: 23-Dec-2025 End Date: 24-Dec-2025
Note on YF221: Activity Name: Fire Protection Overhead Phase: INTERIORS Location: Concession Wings - Concourse level Trade: Fire Sprinkler Start Date: 09-Sep-2025 End Date: 10-Sep-2025
Note on ZJ221: Activity Name: Install Light Fixtures Phase: INTERIORS Location: Concession Wings - Concourse level Trade: Electrical Start Date: 09-Oct-2025 End Date: 10-Oct-2025
Note on ZR221: Activity Name: Build-out Elecrtical Room Phase: INTERIORS Location: Concession Wings - Concourse level Trade: Electrical Start Date: 17-Oct-2025 End Date: 13-Nov-2025
Note on ZJ222: Activity Name: FRP Equipment Pads Phase: INTERIORS Location: Concession Wings - Concourse level Trade: Concrete Start Date: 09-Oct-2025 End Date: 13-Oct-2025
Note on ZJ223: Activity Name: Electrical/FA Trim-out Phase: INTERIORS Location: Concession Wings - Concourse level Trade: Electrical Start Date: 09-Oct-2025 End Date: 15-Oct-2025
Note on YZ225: Activity Name: Partition Layout & Top Track Phase: INTERIORS Location: Concession Wings - Concourse level Trade: Framing Start Date: 29-Sep-2025 End Date: 30-Sep-2025
Note on ZB225: Activity Name: Mechanical Overhead & Riser Rough-in Phase: INTERIORS Location: Concession Wings - Concourse level Trade: Mechanical Start Date: 01-Oct-2025 End Date: 02-Oct-2025
Note on ZI225: Activity Name: Plumbing/Piping Overhead Phase: INTERIORS Location: Concession Wings - Concourse level Trade: Plumbing Start Date: 08-Oct-2025 End Date: 14-Oct-2025
Note on ZV225: Activity Name: Plumbing In-wall Rough-in Phase: INTERIORS Location: Concession Wings - Concourse level Trade: Plumbing Start Date: 21-Oct-2025 End Date: 27-Oct-2025
Note on AAD225: Activity Name: In-Wall QC Check Phase: INTERIORS Location: Concession Wings - Concourse level Trade: Inspection Start Date: 29-Oct-2025 End Date: 29-Oct-2025
Note on AAE225: Activity Name: COF In-Wall Inspection Phase: INTERIORS Location: Concession Wings - Concourse level Trade: Inspection Start Date: 30-Oct-2025 End Date: 30-Oct-2025
Note on AAF225: Activity Name: Insulate & Close Walls Phase: INTERIORS Location: Concession Wings - Concourse level Trade: Drywall Start Date: 31-Oct-2025 End Date: 06-Nov-2025
Note on AAM225: Activity Name: Tape/Bed/Prime/ 1st Coat Walls Phase: INTERIORS Location: Concession Wings - Concourse level Trade: Drywall Start Date: 07-Nov-2025 End Date: 17-Nov-2025
Note on AAX225: Activity Name: Frame Hard Ceilings/Soffits Phase: INTERIORS Location: Concession Wings - Concourse level Trade: Framing Start Date: 18-Nov-2025 End Date: 18-Nov-2025
Note on AAZ225: Activity Name: Install Walk-in Cooler/Freezer Phase: INTERIORS Location: Concession Wings - Concourse level Trade: Refrigeration Start Date: 20-Nov-2025 End Date: 24-Nov-2025
Note on ABF225: Activity Name: Install ACT Grid Phase: INTERIORS Location: Concession Wings - Concourse level Trade: Ceiling Start Date: 26-Nov-2025 End Date: 02-Dec-2025
Note on ABM225: Activity Name: Install Mechanical Devices Phase: INTERIORS Location: Concession Wings - Concourse level Trade: Mechanical Start Date: 03-Dec-2025 End Date: 03-Dec-2025
Note on ABN225: Activity Name: Drop Sprinkler Heads Phase: INTERIORS Location: Concession Wings - Concourse level Trade: Fire Sprinkler Start Date: 04-Dec-2025 End Date: 04-Dec-2025
Note on ABV225: Activity Name: Install Light Fixtures Phase: INTERIORS Location: Concession Wings - Concourse level Trade: Electrical Start Date: 12-Dec-2025 End Date: 16-Dec-2025
Note on ACA225: Activity Name: Overhead QC Inspection Phase: INTERIORS Location: Concession Wings - Concourse level Trade: Inspection Start Date: 17-Dec-2025 End Date: 17-Dec-2025
Note on ACB225: Activity Name: COF Overhead Inspections Phase: INTERIORS Location: Concession Wings - Concourse level Trade: Inspection Start Date: 18-Dec-2025 End Date: 18-Dec-2025
Note on ACC225: Activity Name: Close Hard Ceilings/Soffits Phase: INTERIORS Location: Concession Wings - Concourse level Trade: Drywall Start Date: 19-Dec-2025 End Date: 19-Dec-2025
Note on ACF225: Activity Name: Tape/Bed/Paint Ceilings Phase: INTERIORS Location: Concession Wings - Concourse level Trade: Drywall Start Date: 22-Dec-2025 End Date: 24-Dec-2025
Note on ACJ225: Activity Name: Final Paint Storage Phase: INTERIORS Location: Concession Wings - Concourse level Trade: Paint Start Date: 26-Dec-2025 End Date: 30-Dec-2025
Note on ACQ225: Activity Name: Seal Storage Room Phase: INTERIORS Location: Concession Wings - Concourse level Trade: Drywall Start Date: 02-Jan-2026 End Date: 02-Jan-2026
Note on ACT225: Activity Name: Install Concession Wall Finish Phase: INTERIORS Location: Concession Wings - Concourse level Trade: Specialty Start Date: 05-Jan-2026 End Date: 19-Jan-2026
Note on ADI225: Activity Name: Install Mechanical Wall Units/Air Curtains Phase: INTERIORS Location: Concession Wings - Concourse level Trade: Mechanical Start Date: 20-Jan-2026 End Date: 20-Jan-2026
Note on ADP225: Activity Name: Install Doors & Hardware Phase: INTERIORS Location: Concession Wings - Concourse level Trade: Equipment Start Date: 27-Jan-2026 End Date: 28-Jan-2026
Note on ADV225: Activity Name: Kitchen Hood Testing Phase: INTERIORS Location: Concession Wings - Concourse level Trade: Mechanical Start Date: 02-Feb-2026 End Date: 02-Feb-2026
Note on ADW225: Activity Name: LV Trim-out Phase: INTERIORS Location: Concession Wings - Concourse level Trade: Electrical Start Date: 03-Feb-2026 End Date: 04-Feb-2026
Note on ADY225: Activity Name: Install ACT Tile Phase: INTERIORS Location: Concession Wings - Concourse level Trade: Ceiling Start Date: 05-Feb-2026 End Date: 06-Feb-2026
Note on AED225: Activity Name: Construction Rough Clean Phase: INTERIORS Location: Concession Wings - Concourse level Trade: Clean Start Date: 10-Feb-2026 End Date: 12-Feb-2026
Note on AEG225: Activity Name: MCC Completion List - Prepare/Distribute/Complete Phase: INTERIORS Location: Concession Wings - Concourse level Trade: Manhattan Start Date: 13-Feb-2026 End Date: 26-Feb-2026
Note on AEU225: Activity Name: Design Team Punch List & Completion Phase: INTERIORS Location: Concession Wings - Concourse level Trade: Manhattan Start Date: 27-Feb-2026 End Date: 12-Mar-2026
Note on AFI225: Activity Name: Final Clean Phase: INTERIORS Location: Concession Wings - Concourse level Trade: Clean Start Date: 13-Mar-2026 End Date: 16-Mar-2026
Note on ZC226: Activity Name: Fire Protection Overhead Phase: INTERIORS Location: Concession Wings - Concourse level Trade: Fire Sprinkler Start Date: 02-Oct-2025 End Date: 06-Oct-2025
Note on ZN226: Activity Name: Frame & One-side Walls Phase: INTERIORS Location: Concession Wings - Concourse level Trade: Framing Start Date: 13-Oct-2025 End Date: 17-Oct-2025
Note on ZW226: Activity Name: Elect/LV Rough-in Phase: INTERIORS Location: Concession Wings - Concourse level Trade: Electrical Start Date: 22-Oct-2025 End Date: 28-Oct-2025
Note on AAX226: Activity Name: Install Kitchen Hoods Phase: INTERIORS Location: Concession Wings - Concourse level Trade: Mechanical Start Date: 18-Nov-2025 End Date: 19-Nov-2025
Note on AAZ226: Activity Name: Grease Duct Tie-in/Insulate Phase: INTERIORS Location: Concession Wings - Concourse level Trade: Mechanical Start Date: 20-Nov-2025 End Date: 25-Nov-2025
Note on ABM226: Activity Name: Install FA/LV Pathway Phase: INTERIORS Location: Concession Wings - Concourse level Trade: Electrical Start Date: 03-Dec-2025 End Date: 05-Dec-2025
Note on ACJ226: Activity Name: Install Epoxy Flooring/Base Phase: INTERIORS Location: Concession Wings - Concourse level Trade: Flooring Start Date: 26-Dec-2025 End Date: 02-Jan-2026
Note on ADI226: Activity Name: Install Food Service Equipment Phase: INTERIORS Location: Concession Wings - Concourse level Trade: Equipment Start Date: 20-Jan-2026 End Date: 26-Jan-2026
Note on ADP226: Activity Name: Plumbing Trim-out Phase: INTERIORS Location: Concession Wings - Concourse level Trade: Plumbing Start Date: 27-Jan-2026 End Date: 29-Jan-2026
Note on ADQ227: Activity Name: Electrical/FA Trim-out Phase: INTERIORS Location: Concession Wings - Concourse level Trade: Electrical Start Date: 28-Jan-2026 End Date: 30-Jan-2026
Note on YU229: Activity Name: Partition Layout & Top Track Phase: INTERIORS Location: Concession Wings - Concourse level Trade: Framing Start Date: 24-Sep-2025 End Date: 26-Sep-2025
Note on YZ229: Activity Name: Mechanical Overhead & Riser Rough-in Phase: INTERIORS Location: Concession Wings - Concourse level Trade: Mechanical Start Date: 29-Sep-2025 End Date: 30-Sep-2025
Note on ZB229: Activity Name: Plumbing/Piping Overhead Phase: INTERIORS Location: Concession Wings - Concourse level Trade: Plumbing Start Date: 01-Oct-2025 End Date: 07-Oct-2025
Note on ZO229: Activity Name: Plumbing In-wall Rough-in Phase: INTERIORS Location: Concession Wings - Concourse level Trade: Plumbing Start Date: 14-Oct-2025 End Date: 20-Oct-2025
Note on ZV229: Activity Name: In-Wall QC Check Phase: INTERIORS Location: Concession Wings - Concourse level Trade: Inspection Start Date: 21-Oct-2025 End Date: 21-Oct-2025
Note on ZW229: Activity Name: COF In-Wall Inspection Phase: INTERIORS Location: Concession Wings - Concourse level Trade: Inspection Start Date: 22-Oct-2025 End Date: 22-Oct-2025
Note on ZX229: Activity Name: Insulate & Close Walls Phase: INTERIORS Location: Concession Wings - Concourse level Trade: Drywall Start Date: 23-Oct-2025 End Date: 27-Oct-2025
Note on AAC229: Activity Name: Tape/Bed/Prime/ 1st Coat Walls Phase: INTERIORS Location: Concession Wings - Concourse level Trade: Drywall Start Date: 28-Oct-2025 End Date: 03-Nov-2025
Note on AAJ229: Activity Name: Install ACT Grid Phase: INTERIORS Location: Concession Wings - Concourse level Trade: Ceiling Start Date: 04-Nov-2025 End Date: 06-Nov-2025
Note on AAM229: Activity Name: Install Mechanical Devices Phase: INTERIORS Location: Concession Wings - Concourse level Trade: Mechanical Start Date: 07-Nov-2025 End Date: 07-Nov-2025
Note on AAP229: Activity Name: Drop Sprinkler Heads Phase: INTERIORS Location: Concession Wings - Concourse level Trade: Fire Sprinkler Start Date: 10-Nov-2025 End Date: 10-Nov-2025
Note on AAT229: Activity Name: Install Light Fixtures Phase: INTERIORS Location: Concession Wings - Concourse level Trade: Electrical Start Date: 14-Nov-2025 End Date: 18-Nov-2025
Note on AAY229: Activity Name: Overhead QC Inspection Phase: INTERIORS Location: Concession Wings - Concourse level Trade: Inspection Start Date: 19-Nov-2025 End Date: 19-Nov-2025
Note on AAZ229: Activity Name: COF Overhead Inspections Phase: INTERIORS Location: Concession Wings - Concourse level Trade: Inspection Start Date: 20-Nov-2025 End Date: 20-Nov-2025
Note on ABA229: Activity Name: Close Hard Ceilings/Soffits Phase: INTERIORS Location: Concession Wings - Concourse level Trade: Drywall Start Date: 21-Nov-2025 End Date: 21-Nov-2025
Note on ABD229: Activity Name: Tape/Bed/Paint Ceilings Phase: INTERIORS Location: Concession Wings - Concourse level Trade: Drywall Start Date: 24-Nov-2025 End Date: 26-Nov-2025
Note on ABK229: Activity Name: Install Epoxy Flooring/Base Phase: INTERIORS Location: Concession Wings - Concourse level Trade: Flooring Start Date: 01-Dec-2025 End Date: 05-Dec-2025
Note on ABR229: Activity Name: Install Restroom Wall Tile & Base Phase: INTERIORS Location: Concession Wings - Concourse level Trade: Tile Start Date: 08-Dec-2025 End Date: 19-Dec-2025
Note on ACF229: Activity Name: Install Plumbing Fixtures Phase: INTERIORS Location: Concession Wings - Concourse level Trade: Plumbing Start Date: 22-Dec-2025 End Date: 29-Dec-2025
Note on ACN229: Activity Name: Plumbing Trim-out Phase: INTERIORS Location: Concession Wings - Concourse level Trade: Plumbing Start Date: 30-Dec-2025 End Date: 31-Dec-2025
Note on ACQ229: Activity Name: Install Toilet Partitions Phase: INTERIORS Location: Concession Wings - Concourse level Trade: Specialty Start Date: 02-Jan-2026 End Date: 16-Jan-2026
Note on ADH229: Activity Name: Install Toilet Accessories Phase: INTERIORS Location: Concession Wings - Concourse level Trade: Specialty Start Date: 19-Jan-2026 End Date: 19-Jan-2026
Note on ADL229: Activity Name: Electrical/FA Trim-out Phase: INTERIORS Location: Concession Wings - Concourse level Trade: Electrical Start Date: 23-Jan-2026 End Date: 27-Jan-2026
Note on ADQ229: Activity Name: LV Trim-out Phase: INTERIORS Location: Concession Wings - Concourse level Trade: Electrical Start Date: 28-Jan-2026 End Date: 29-Jan-2026
Note on ADS229: Activity Name: Install ACT Tile Phase: INTERIORS Location: Concession Wings - Concourse level Trade: Ceiling Start Date: 30-Jan-2026 End Date: 02-Feb-2026
Note on ADW229: Activity Name: Construction Rough Clean Phase: INTERIORS Location: Concession Wings - Concourse level Trade: Clean Start Date: 03-Feb-2026 End Date: 09-Feb-2026
Note on AED229: Activity Name: MCC Completion List - Prepare/Distribute/Complete Phase: INTERIORS Location: Concession Wings - Concourse level Trade: Manhattan Start Date: 10-Feb-2026 End Date: 23-Feb-2026
Note on AER229: Activity Name: Design Team Punch List & Completion Phase: INTERIORS Location: Concession Wings - Concourse level Trade: Manhattan Start Date: 24-Feb-2026 End Date: 09-Mar-2026
Note on AFF229: Activity Name: Final Clean Phase: INTERIORS Location: Concession Wings - Concourse level Trade: Clean Start Date: 10-Mar-2026 End Date: 11-Mar-2026
Note on YZ230: Activity Name: Fire Protection Overhead Phase: INTERIORS Location: Concession Wings - Concourse level Trade: Fire Sprinkler Start Date: 29-Sep-2025 End Date: 01-Oct-2025
Note on ZG230: Activity Name: Frame & One-side Walls Phase: INTERIORS Location: Concession Wings - Concourse level Trade: Framing Start Date: 06-Oct-2025 End Date: 10-Oct-2025
Note on ZO230: Activity Name: Elect/LV Rough-in Phase: INTERIORS Location: Concession Wings - Concourse level Trade: Electrical Start Date: 14-Oct-2025 End Date: 20-Oct-2025
Note on AAL230: Activity Name: Frame Hard Ceilings/Soffits Phase: INTERIORS Location: Concession Wings - Concourse level Trade: Framing Start Date: 06-Nov-2025 End Date: 06-Nov-2025
Note on AAM230: Activity Name: Install FA/LV Pathway Phase: INTERIORS Location: Concession Wings - Concourse level Trade: Electrical Start Date: 07-Nov-2025 End Date: 10-Nov-2025
Note on ADH230: Activity Name: Install Doors & Hardware Phase: INTERIORS Location: Concession Wings - Concourse level Trade: Equipment Start Date: 19-Jan-2026 End Date: 20-Jan-2026
Note on ZG233: Activity Name: Partition Layout & Top Track Phase: INTERIORS Location: Concession Wings - Concourse level Trade: Framing Start Date: 06-Oct-2025 End Date: 07-Oct-2025
Note on ZI233: Activity Name: Mechanical Overhead & Riser Rough-in Phase: INTERIORS Location: Concession Wings - Concourse level Trade: Mechanical Start Date: 08-Oct-2025 End Date: 09-Oct-2025
Note on ZK233: Activity Name: Fire Protection Overhead Phase: INTERIORS Location: Concession Wings - Concourse level Trade: Fire Sprinkler Start Date: 10-Oct-2025 End Date: 14-Oct-2025
Note on ZW233: Activity Name: Plumbing/Piping Overhead Phase: INTERIORS Location: Concession Wings - Concourse level Trade: Plumbing Start Date: 22-Oct-2025 End Date: 28-Oct-2025
Note on AAD233: Activity Name: Frame & One-side Walls Phase: INTERIORS Location: Concession Wings - Concourse level Trade: Framing Start Date: 29-Oct-2025 End Date: 30-Oct-2025
Note on AAK233: Activity Name: Plumbing In-wall Rough-in Phase: INTERIORS Location: Concession Wings - Concourse level Trade: Plumbing Start Date: 05-Nov-2025 End Date: 11-Nov-2025
Note on AAR233: Activity Name: In-Wall QC Check Phase: INTERIORS Location: Concession Wings - Concourse level Trade: Inspection Start Date: 12-Nov-2025 End Date: 12-Nov-2025
Note on AAS233: Activity Name: COF In-Wall Inspection Phase: INTERIORS Location: Concession Wings - Concourse level Trade: Inspection Start Date: 13-Nov-2025 End Date: 13-Nov-2025
Note on AAT233: Activity Name: Insulate & Close Walls Phase: INTERIORS Location: Concession Wings - Concourse level Trade: Drywall Start Date: 14-Nov-2025 End Date: 18-Nov-2025
Note on AAY233: Activity Name: Tape/Bed/Prime/ 1st Coat Walls Phase: INTERIORS Location: Concession Wings - Concourse level Trade: Drywall Start Date: 19-Nov-2025 End Date: 01-Dec-2025
Note on ABM233: Activity Name: Install Kitchen Hoods Phase: INTERIORS Location: Concession Wings - Concourse level Trade: Mechanical Start Date: 03-Dec-2025 End Date: 04-Dec-2025
Note on ABO233: Activity Name: Grease Duct Tie-in/Insulate Phase: INTERIORS Location: Concession Wings - Concourse level Trade: Mechanical Start Date: 05-Dec-2025 End Date: 10-Dec-2025
Note on ABU233: Activity Name: Install ACT Grid Phase: INTERIORS Location: Concession Wings - Concourse level Trade: Ceiling Start Date: 11-Dec-2025 End Date: 12-Dec-2025
Note on ABZ233: Activity Name: Install FA/LV Pathway Phase: INTERIORS Location: Concession Wings - Concourse level Trade: Electrical Start Date: 16-Dec-2025 End Date: 18-Dec-2025
Note on ACC233: Activity Name: Drop Sprinkler Heads Phase: INTERIORS Location: Concession Wings - Concourse level Trade: Fire Sprinkler Start Date: 19-Dec-2025 End Date: 19-Dec-2025
Note on ACH233: Activity Name: Overhead QC Inspection Phase: INTERIORS Location: Concession Wings - Concourse level Trade: Inspection Start Date: 24-Dec-2025 End Date: 24-Dec-2025
Note on ACJ233: Activity Name: COF Overhead Inspections Phase: INTERIORS Location: Concession Wings - Concourse level Trade: Inspection Start Date: 26-Dec-2025 End Date: 26-Dec-2025
Note on ACT233: Activity Name: Install Epoxy Flooring/Base Phase: INTERIORS Location: Concession Wings - Concourse level Trade: Flooring Start Date: 05-Jan-2026 End Date: 12-Jan-2026
Note on ADX233: Activity Name: Install Concession Wall Finish Phase: INTERIORS Location: Concession Wings - Concourse level Trade: Specialty Start Date: 04-Feb-2026 End Date: 17-Feb-2026
Note on AEL233: Activity Name: Install Mechanical Wall Units/Air Curtains Phase: INTERIORS Location: Concession Wings - Concourse level Trade: Mechanical Start Date: 18-Feb-2026 End Date: 20-Feb-2026
Note on AES233: Activity Name: Install Doors & Hardware Phase: INTERIORS Location: Concession Wings - Concourse level Trade: Equipment Start Date: 25-Feb-2026 End Date: 26-Feb-2026
Note on AEX233: Activity Name: LV Trim-out Phase: INTERIORS Location: Concession Wings - Concourse level Trade: Electrical Start Date: 02-Mar-2026 End Date: 03-Mar-2026
Note on AEZ233: Activity Name: Kitchen Hood Testing Phase: INTERIORS Location: Concession Wings - Concourse level Trade: Mechanical Start Date: 04-Mar-2026 End Date: 04-Mar-2026
Note on AFA233: Activity Name: Install ACT Tile Phase: INTERIORS Location: Concession Wings - Concourse level Trade: Ceiling Start Date: 05-Mar-2026 End Date: 06-Mar-2026
Note on AFE233: Activity Name: Construction Rough Clean Phase: INTERIORS Location: Concession Wings - Concourse level Trade: Clean Start Date: 09-Mar-2026 End Date: 13-Mar-2026
Note on AFL233: Activity Name: MCC Completion List - Prepare/Distribute/Complete Phase: INTERIORS Location: Concession Wings - Concourse level Trade: Manhattan Start Date: 16-Mar-2026 End Date: 27-Mar-2026
Note on AFZ233: Activity Name: Design Team Punch List & Completion Phase: INTERIORS Location: Concession Wings - Concourse level Trade: Manhattan Start Date: 30-Mar-2026 End Date: 10-Apr-2026
Note on AGN233: Activity Name: Final Clean Phase: INTERIORS Location: Concession Wings - Concourse level Trade: Clean Start Date: 13-Apr-2026 End Date: 14-Apr-2026
Note on AAK234: Activity Name: Elect/LV Rough-in Phase: INTERIORS Location: Concession Wings - Concourse level Trade: Electrical Start Date: 05-Nov-2025 End Date: 11-Nov-2025
Note on ACA234: Activity Name: Install Mechanical Devices Phase: INTERIORS Location: Concession Wings - Concourse level Trade: Mechanical Start Date: 17-Dec-2025 End Date: 18-Dec-2025
Note on ACC234: Activity Name: Install Light Fixtures Phase: INTERIORS Location: Concession Wings - Concourse level Trade: Electrical Start Date: 19-Dec-2025 End Date: 23-Dec-2025
Note on AEL234: Activity Name: Install Food Service Equipment Phase: INTERIORS Location: Concession Wings - Concourse level Trade: Equipment Start Date: 18-Feb-2026 End Date: 24-Feb-2026
Note on AES234: Activity Name: Plumbing Trim-out Phase: INTERIORS Location: Concession Wings - Concourse level Trade: Plumbing Start Date: 25-Feb-2026 End Date: 27-Feb-2026
Note on AES235: Activity Name: Electrical/FA Trim-out Phase: INTERIORS Location: Concession Wings - Concourse level Trade: Electrical Start Date: 25-Feb-2026 End Date: 27-Feb-2026
Note on ZB237: Activity Name: Partition Layout & Top Track Phase: INTERIORS Location: Concession Wings - Concourse level Trade: Framing Start Date: 01-Oct-2025 End Date: 03-Oct-2025
Note on ZG237: Activity Name: Mechanical Overhead & Riser Rough-in Phase: INTERIORS Location: Concession Wings - Concourse level Trade: Mechanical Start Date: 06-Oct-2025 End Date: 07-Oct-2025
Note on ZP237: Activity Name: Plumbing/Piping Overhead Phase: INTERIORS Location: Concession Wings - Concourse level Trade: Plumbing Start Date: 15-Oct-2025 End Date: 21-Oct-2025
Note on AAD237: Activity Name: Plumbing In-wall Rough-in Phase: INTERIORS Location: Concession Wings - Concourse level Trade: Plumbing Start Date: 29-Oct-2025 End Date: 04-Nov-2025
Note on AAK237: Activity Name: In-Wall QC Check Phase: INTERIORS Location: Concession Wings - Concourse level Trade: Inspection Start Date: 05-Nov-2025 End Date: 05-Nov-2025
Note on AAL237: Activity Name: COF In-Wall Inspection Phase: INTERIORS Location: Concession Wings - Concourse level Trade: Inspection Start Date: 06-Nov-2025 End Date: 06-Nov-2025
Note on AAM237: Activity Name: Insulate & Close Walls Phase: INTERIORS Location: Concession Wings - Concourse level Trade: Drywall Start Date: 07-Nov-2025 End Date: 11-Nov-2025
Note on AAR237: Activity Name: Tape/Bed/Prime/ 1st Coat Walls Phase: INTERIORS Location: Concession Wings - Concourse level Trade: Drywall Start Date: 12-Nov-2025 End Date: 18-Nov-2025
Note on AAY237: Activity Name: Frame Hard Ceilings/Soffits Phase: INTERIORS Location: Concession Wings - Concourse level Trade: Framing Start Date: 19-Nov-2025 End Date: 19-Nov-2025
Note on ABE237: Activity Name: Install ACT Grid Phase: INTERIORS Location: Concession Wings - Concourse level Trade: Ceiling Start Date: 25-Nov-2025 End Date: 26-Nov-2025
Note on ABK237: Activity Name: Install Mechanical Devices Phase: INTERIORS Location: Concession Wings - Concourse level Trade: Mechanical Start Date: 01-Dec-2025 End Date: 01-Dec-2025
Note on ABL237: Activity Name: Drop Sprinkler Heads Phase: INTERIORS Location: Concession Wings - Concourse level Trade: Fire Sprinkler Start Date: 02-Dec-2025 End Date: 02-Dec-2025
Note on ABS237: Activity Name: Install Light Fixtures Phase: INTERIORS Location: Concession Wings - Concourse level Trade: Electrical Start Date: 09-Dec-2025 End Date: 11-Dec-2025
Note on ACB237: Activity Name: Overhead QC Inspection Phase: INTERIORS Location: Concession Wings - Concourse level Trade: Inspection Start Date: 18-Dec-2025 End Date: 18-Dec-2025
Note on ACC237: Activity Name: COF Overhead Inspections Phase: INTERIORS Location: Concession Wings - Concourse level Trade: Inspection Start Date: 19-Dec-2025 End Date: 19-Dec-2025
Note on ACF237: Activity Name: Close Hard Ceilings/Soffits Phase: INTERIORS Location: Concession Wings - Concourse level Trade: Drywall Start Date: 22-Dec-2025 End Date: 22-Dec-2025
Note on ACG237: Activity Name: Tape/Bed/Paint Ceilings Phase: INTERIORS Location: Concession Wings - Concourse level Trade: Drywall Start Date: 23-Dec-2025 End Date: 30-Dec-2025
Note on ACO237: Activity Name: Seal Janitor Closet Floor Phase: INTERIORS Location: Concession Wings - Concourse level Trade: Flooring Start Date: 31-Dec-2025 End Date: 31-Dec-2025
Note on ADA237: Activity Name: Final Paint Janitor Closet Phase: INTERIORS Location: Concession Wings - Concourse level Trade: Paint Start Date: 12-Jan-2026 End Date: 13-Jan-2026
Note on ADC237: Activity Name: Install Epoxy Flooring/Base Phase: INTERIORS Location: Concession Wings - Concourse level Trade: Flooring Start Date: 14-Jan-2026 End Date: 20-Jan-2026
Note on ADJ237: Activity Name: Install Restroom Wall Tile & Base Phase: INTERIORS Location: Concession Wings - Concourse level Trade: Tile Start Date: 21-Jan-2026 End Date: 03-Feb-2026
Note on ADX237: Activity Name: Plumbing Trim-out Phase: INTERIORS Location: Concession Wings - Concourse level Trade: Plumbing Start Date: 04-Feb-2026 End Date: 05-Feb-2026
Note on AEE237: Activity Name: Install Toilet Partitions Phase: INTERIORS Location: Concession Wings - Concourse level Trade: Specialty Start Date: 11-Feb-2026 End Date: 17-Feb-2026
Note on AEL237: Activity Name: Install Toilet Accessories Phase: INTERIORS Location: Concession Wings - Concourse level Trade: Specialty Start Date: 18-Feb-2026 End Date: 18-Feb-2026
Note on AEM237: Activity Name: Electrical/FA Trim-out Phase: INTERIORS Location: Concession Wings - Concourse level Trade: Electrical Start Date: 19-Feb-2026 End Date: 23-Feb-2026
Note on AER237: Activity Name: LV Trim-out Phase: INTERIORS Location: Concession Wings - Concourse level Trade: Electrical Start Date: 24-Feb-2026 End Date: 25-Feb-2026
Note on AET237: Activity Name: Install ACT Tile Phase: INTERIORS Location: Concession Wings - Concourse level Trade: Ceiling Start Date: 26-Feb-2026 End Date: 27-Feb-2026
Note on AEX237: Activity Name: Construction Rough Clean Phase: INTERIORS Location: Concession Wings - Concourse level Trade: Clean Start Date: 02-Mar-2026 End Date: 06-Mar-2026
Note on AFE237: Activity Name: MCC Completion List - Prepare/Distribute/Complete Phase: INTERIORS Location: Concession Wings - Concourse level Trade: Manhattan Start Date: 09-Mar-2026 End Date: 20-Mar-2026
Note on AFS237: Activity Name: Design Team Punch List & Completion Phase: INTERIORS Location: Concession Wings - Concourse level Trade: Manhattan Start Date: 23-Mar-2026 End Date: 03-Apr-2026
Note on AGG237: Activity Name: Final Clean Phase: INTERIORS Location: Concession Wings - Concourse level Trade: Clean Start Date: 06-Apr-2026 End Date: 07-Apr-2026
Note on ZH238: Activity Name: Fire Protection Overhead Phase: INTERIORS Location: Concession Wings - Concourse level Trade: Fire Sprinkler Start Date: 07-Oct-2025 End Date: 09-Oct-2025
Note on ZU238: Activity Name: Frame & One-side Walls Phase: INTERIORS Location: Concession Wings - Concourse level Trade: Framing Start Date: 20-Oct-2025 End Date: 24-Oct-2025
Note on AAD238: Activity Name: Elect/LV Rough-in Phase: INTERIORS Location: Concession Wings - Concourse level Trade: Electrical Start Date: 29-Oct-2025 End Date: 04-Nov-2025
Note on ABK238: Activity Name: Install FA/LV Pathway Phase: INTERIORS Location: Concession Wings - Concourse level Trade: Electrical Start Date: 01-Dec-2025 End Date: 02-Dec-2025
Note on ADX238: Activity Name: Install Plumbing Fixtures Phase: INTERIORS Location: Concession Wings - Concourse level Trade: Plumbing Start Date: 04-Feb-2026 End Date: 10-Feb-2026
Note on AEL238: Activity Name: Install Doors & Hardware Phase: INTERIORS Location: Concession Wings - Concourse level Trade: Equipment Start Date: 18-Feb-2026 End Date: 19-Feb-2026
Note on ZI241: Activity Name: Partition Layout & Top Track Phase: INTERIORS Location: Concession Wings - Concourse level Trade: Framing Start Date: 08-Oct-2025 End Date: 08-Oct-2025
Note on ZK241: Activity Name: Mechanical Overhead & Riser Rough-in Phase: INTERIORS Location: Concession Wings - Concourse level Trade: Mechanical Start Date: 10-Oct-2025 End Date: 10-Oct-2025
Note on ZX241: Activity Name: Fire Protection Overhead Phase: INTERIORS Location: Concession Wings - Concourse level Trade: Fire Sprinkler Start Date: 23-Oct-2025 End Date: 24-Oct-2025
Note on AAB241: Activity Name: Plumbing/Piping Overhead Phase: INTERIORS Location: Concession Wings - Concourse level Trade: Plumbing Start Date: 27-Oct-2025 End Date: 31-Oct-2025
Note on AAI241: Activity Name: Frame & One-side Walls Phase: INTERIORS Location: Concession Wings - Concourse level Trade: Framing Start Date: 03-Nov-2025 End Date: 03-Nov-2025
Note on AAR241: Activity Name: Elect/LV Rough-in Phase: INTERIORS Location: Concession Wings - Concourse level Trade: Electrical Start Date: 12-Nov-2025 End Date: 13-Nov-2025
Note on AAT241: Activity Name: In-Wall QC Check Phase: INTERIORS Location: Concession Wings - Concourse level Trade: Inspection Start Date: 14-Nov-2025 End Date: 14-Nov-2025
Note on AAW241: Activity Name: COF In-Wall Inspection Phase: INTERIORS Location: Concession Wings - Concourse level Trade: Inspection Start Date: 17-Nov-2025 End Date: 17-Nov-2025
Note on AAY241: Activity Name: Insulate & Close Walls Phase: INTERIORS Location: Concession Wings - Concourse level Trade: Drywall Start Date: 19-Nov-2025 End Date: 19-Nov-2025
Note on ABA241: Activity Name: Tape/Bed/Prime/ 1st Coat Walls Phase: INTERIORS Location: Concession Wings - Concourse level Trade: Drywall Start Date: 21-Nov-2025 End Date: 01-Dec-2025
Note on ABL241: Activity Name: Install Mechanical Devices Phase: INTERIORS Location: Concession Wings - Concourse level Trade: Mechanical Start Date: 02-Dec-2025 End Date: 02-Dec-2025
Note on ABM241: Activity Name: Electrical/FA Trim-out Phase: INTERIORS Location: Concession Wings - Concourse level Trade: Electrical Start Date: 03-Dec-2025 End Date: 04-Dec-2025
Note on ACA241: Activity Name: Install Light Fixtures Phase: INTERIORS Location: Concession Wings - Concourse level Trade: Electrical Start Date: 17-Dec-2025 End Date: 18-Dec-2025
Note on ACJ241: Activity Name: Construction Rough Clean Phase: INTERIORS Location: Concession Wings - Concourse level Trade: Clean Start Date: 26-Dec-2025 End Date: 30-Dec-2025
Note on ACO241: Activity Name: MCC Completion List - Prepare/Distribute/Complete Phase: INTERIORS Location: Concession Wings - Concourse level Trade: Manhattan Start Date: 31-Dec-2025 End Date: 15-Jan-2026
Note on ADE241: Activity Name: Design Team Punch List & Completion Phase: INTERIORS Location: Concession Wings - Concourse level Trade: Manhattan Start Date: 16-Jan-2026 End Date: 29-Jan-2026
Note on ADS241: Activity Name: Final Clean Phase: INTERIORS Location: Concession Wings - Concourse level Trade: Clean Start Date: 30-Jan-2026 End Date: 30-Jan-2026
Note on ABL242: Activity Name: Seal IDF Floor Phase: INTERIORS Location: Concession Wings - Concourse level Trade: Flooring Start Date: 02-Dec-2025 End Date: 02-Dec-2025
Note on SK245: Activity Name: Drill Tower Crane Piers Phase: INTERIORS Location: Hositing Trade: Concrete Start Date: 11-Apr-2025 End Date: 14-Apr-2025
Note on SO245: Activity Name: Install Tower Crane Foundations Phase: INTERIORS Location: Hositing Trade: Concrete Start Date: 15-Apr-2025 End Date: 05-May-2025
Note on TJ245: Activity Name: Tower Crane Erection Phase: INTERIORS Location: Hositing Trade: Crane Start Date: 06-May-2025 End Date: 12-May-2025
Note on AHB245: Activity Name: Tower Crane Dismantle Phase: INTERIORS Location: Hositing Trade: Crane Start Date: 27-Apr-2026 End Date: 01-May-2026
Note on TJ246: Activity Name: Tower Crane Duration Phase: INTERIORS Location: Hositing Trade: Crane Start Date: 06-May-2025 End Date: 01-May-2026
Note on SI249: Activity Name: Drill Tower Crane Piers Phase: INTERIORS Location: Hositing Trade: Concrete Start Date: 09-Apr-2025 End Date: 10-Apr-2025
Note on SK249: Activity Name: Install Tower Crane Foundations Phase: INTERIORS Location: Hositing Trade: Concrete Start Date: 11-Apr-2025 End Date: 01-May-2025
Note on TF249: Activity Name: Tower Crane Erection Phase: INTERIORS Location: Hositing Trade: Crane Start Date: 02-May-2025 End Date: 08-May-2025
Note on AHI249: Activity Name: Tower Crane Dismantle Phase: INTERIORS Location: Hositing Trade: Crane Start Date: 04-May-2026 End Date: 08-May-2026
Note on TF250: Activity Name: Tower Crane Duration Phase: INTERIORS Location: Hositing Trade: Crane Start Date: 02-May-2025 End Date: 08-May-2026
Note on YM253: Activity Name: Partition Layout & Top Track Phase: INTERIORS Location: Main building - Concourse level Trade: Framing Start Date: 16-Sep-2025 End Date: 19-Sep-2025
Note on YS253: Activity Name: Mechanical Overhead & Riser Rough-in Phase: INTERIORS Location: Main building - Concourse level Trade: Mechanical Start Date: 22-Sep-2025 End Date: 01-Oct-2025
Note on ZD253: Activity Name: Plumbing/Piping Overhead & Riser Rough-in Phase: INTERIORS Location: Main building - Concourse level Trade: Plumbing Start Date: 03-Oct-2025 End Date: 09-Oct-2025
Note on ZK253: Activity Name: Frame & One-side Walls Phase: INTERIORS Location: Main building - Concourse level Trade: Framing Start Date: 10-Oct-2025 End Date: 14-Oct-2025
Note on ZP253: Activity Name: Elect/LV Rough-in Phase: INTERIORS Location: Main building - Concourse level Trade: Electrical Start Date: 15-Oct-2025 End Date: 21-Oct-2025
Note on ZX253: Activity Name: In-Wall QC Check Phase: INTERIORS Location: Main building - Concourse level Trade: Inspection Start Date: 23-Oct-2025 End Date: 24-Oct-2025
Note on AAB253: Activity Name: COF In-Wall Inspection Phase: INTERIORS Location: Main building - Concourse level Trade: Inspection Start Date: 27-Oct-2025 End Date: 27-Oct-2025
Note on AAC253: Activity Name: Insulate & Close Walls Phase: INTERIORS Location: Main building - Concourse level Trade: Drywall Start Date: 28-Oct-2025 End Date: 31-Oct-2025
Note on AAI253: Activity Name: Tape/Bed/Prime/ 1st Coat Walls Phase: INTERIORS Location: Main building - Concourse level Trade: Drywall Start Date: 03-Nov-2025 End Date: 14-Nov-2025
Note on AAW253: Activity Name: Install Interior Storefront Phase: INTERIORS Location: Main building - Concourse level Trade: Specialty Start Date: 17-Nov-2025 End Date: 02-Dec-2025
Note on ABO253: Activity Name: Install Light Fixtures Phase: INTERIORS Location: Main building - Concourse level Trade: Electrical Start Date: 05-Dec-2025 End Date: 18-Dec-2025
Note on ACC253: Activity Name: Drop Sprinkler Heads Phase: INTERIORS Location: Main building - Concourse level Trade: Fire Sprinkler Start Date: 19-Dec-2025 End Date: 24-Dec-2025
Note on ACJ253: Activity Name: Overhead QC Inspection Phase: INTERIORS Location: Main building - Concourse level Trade: Inspection Start Date: 26-Dec-2025 End Date: 29-Dec-2025
Note on ACN253: Activity Name: COF Overhead Inspections Phase: INTERIORS Location: Main building - Concourse level Trade: Inspection Start Date: 30-Dec-2025 End Date: 30-Dec-2025
Note on ACO253: Activity Name: Close Ceilings/Furrdowns Phase: INTERIORS Location: Main building - Concourse level Trade: Ceiling Start Date: 31-Dec-2025 End Date: 15-Jan-2026
Note on ADE253: Activity Name: Install Brick Veneer Phase: INTERIORS Location: Main building - Concourse level Trade: Masonry Start Date: 16-Jan-2026 End Date: 19-Feb-2026
Note on AEN253: Activity Name: Install Drink Rail Supports Phase: INTERIORS Location: Main building - Concourse level Trade: Millwork Start Date: 20-Feb-2026 End Date: 24-Feb-2026
Note on AEY253: Activity Name: Trim Out Mechanical Devices Phase: INTERIORS Location: Main building - Concourse level Trade: Mechanical Start Date: 03-Mar-2026 End Date: 06-Mar-2026
Note on AFF253: Activity Name: Install Epoxy Flooring/Base Phase: INTERIORS Location: Main building - Concourse level Trade: Flooring Start Date: 10-Mar-2026 End Date: 16-Mar-2026
Note on AFM253: Activity Name: Install Bar Fronts & Columns Phase: INTERIORS Location: Main building - Concourse level Trade: Millwork Start Date: 17-Mar-2026 End Date: 23-Mar-2026
Note on AFT253: Activity Name: Install Bar Tops Phase: INTERIORS Location: Main building - Concourse level Trade: Millwork Start Date: 24-Mar-2026 End Date: 30-Mar-2026
Note on AGA253: Activity Name: Install Bar Equipment Phase: INTERIORS Location: Main building - Concourse level Trade: Equipment Start Date: 31-Mar-2026 End Date: 06-Apr-2026
Note on AGH253: Activity Name: Plumbing Trim-out Phase: INTERIORS Location: Main building - Concourse level Trade: Plumbing Start Date: 07-Apr-2026 End Date: 13-Apr-2026
Note on AGP253: Activity Name: Install Millwork/Glass Panel Columns Phase: INTERIORS Location: Main building - Concourse level Trade: Millwork Start Date: 15-Apr-2026 End Date: 12-May-2026
Note on AHR253: Activity Name: Electric/FA/LV Trim-out & Specialty Lights Phase: INTERIORS Location: Main building - Concourse level Trade: Electrical Start Date: 13-May-2026 End Date: 20-May-2026
Note on AHZ253: Activity Name: Construction Rough Clean Phase: INTERIORS Location: Main building - Concourse level Trade: Clean Start Date: 21-May-2026 End Date: 28-May-2026
Note on AIH253: Activity Name: MCC Completion List - Prepare/Distribute/Complete Phase: INTERIORS Location: Main building - Concourse level Trade: Manhattan Start Date: 29-May-2026 End Date: 11-Jun-2026
Note on AIV253: Activity Name: Design Team Punch List & Completion Phase: INTERIORS Location: Main building - Concourse level Trade: Manhattan Start Date: 12-Jun-2026 End Date: 25-Jun-2026
Note on AJJ253: Activity Name: Final Clean Phase: INTERIORS Location: Main building - Concourse level Trade: Clean Start Date: 26-Jun-2026 End Date: 30-Jun-2026
Note on YT254: Activity Name: Fire Protection Overhead Phase: INTERIORS Location: Main building - Concourse level Trade: Fire Sprinkler Start Date: 23-Sep-2025 End Date: 02-Oct-2025
Note on ZQ254: Activity Name: Plumbing In-wall Rough-in Phase: INTERIORS Location: Main building - Concourse level Trade: Plumbing Start Date: 16-Oct-2025 End Date: 22-Oct-2025
Note on AAW254: Activity Name: Frame Hard Ceilings/Furrdowns Phase: INTERIORS Location: Main building - Concourse level Trade: Framing Start Date: 17-Nov-2025 End Date: 04-Dec-2025
Note on ABT254: Activity Name: Install Mechanical Devices Phase: INTERIORS Location: Main building - Concourse level Trade: Mechanical Start Date: 10-Dec-2025 End Date: 16-Dec-2025
Note on ACA254: Activity Name: Install FA/LV Pathway Phase: INTERIORS Location: Main building - Concourse level Trade: Electrical Start Date: 17-Dec-2025 End Date: 24-Dec-2025
Note on ADA254: Activity Name: Tape/Bed/Paint Ceilings Phase: INTERIORS Location: Main building - Concourse level Trade: Drywall Start Date: 12-Jan-2026 End Date: 30-Jan-2026
Note on AEY254: Activity Name: Trim Out Sprinklers Phase: INTERIORS Location: Main building - Concourse level Trade: Fire Sprinkler Start Date: 03-Mar-2026 End Date: 06-Mar-2026
Note on AFG254: Activity Name: Install Tile Floor Phase: INTERIORS Location: Main building - Concourse level Trade: Tile Start Date: 11-Mar-2026 End Date: 21-Apr-2026
Note on AGW254: Activity Name: Install Drink Rail Tops Phase: INTERIORS Location: Main building - Concourse level Trade: Millwork Start Date: 22-Apr-2026 End Date: 28-Apr-2026
Note on AHD254: Activity Name: Install Locker Wall/Millwork Phase: INTERIORS Location: Main building - Concourse level Trade: Millwork Start Date: 29-Apr-2026 End Date: 05-May-2026
Note on AHK254: Activity Name: Install Ceiling Scarves Phase: INTERIORS Location: Main building - Concourse level Trade: Specialty Start Date: 06-May-2026 End Date: 12-May-2026
Note on ADQ255: Activity Name: Install Wood Ceiling & Bar Soffit Phase: INTERIORS Location: Main building - Concourse level Trade: Millwork Start Date: 28-Jan-2026 End Date: 02-Mar-2026
Note on AEY255: Activity Name: Install Bar Die Walls Phase: INTERIORS Location: Main building - Concourse level Trade: Millwork Start Date: 03-Mar-2026 End Date: 09-Mar-2026
Note on AGW255: Activity Name: Install Wainscot & Base Phase: INTERIORS Location: Main building - Concourse level Trade: Millwork Start Date: 22-Apr-2026 End Date: 28-Apr-2026
Note on AHD255: Activity Name: Install Wallcovering Phase: INTERIORS Location: Main building - Concourse level Trade: Millwork Start Date: 29-Apr-2026 End Date: 05-May-2026
Note on AEY256: Activity Name: Lights Trim-out Phase: INTERIORS Location: Main building - Concourse level Trade: Electrical Start Date: 03-Mar-2026 End Date: 10-Mar-2026
Note on YA257: Activity Name: Partition Layout & Top Track Phase: INTERIORS Location: Main building - Concourse level Trade: Framing Start Date: 04-Sep-2025 End Date: 10-Sep-2025
Note on YH257: Activity Name: Mechanical Overhead & Riser Rough-in Phase: INTERIORS Location: Main building - Concourse level Trade: Mechanical Start Date: 11-Sep-2025 End Date: 16-Sep-2025
Note on YN257: Activity Name: Plumbing/Piping Overhead & Riser Rough-in Phase: INTERIORS Location: Main building - Concourse level Trade: Plumbing Start Date: 17-Sep-2025 End Date: 24-Sep-2025
Note on YV257: Activity Name: Frame & One-side Walls Phase: INTERIORS Location: Main building - Concourse level Trade: Framing Start Date: 25-Sep-2025 End Date: 30-Sep-2025
Note on ZH257: Activity Name: Plumbing In-wall Rough-in Phase: INTERIORS Location: Main building - Concourse level Trade: Plumbing Start Date: 07-Oct-2025 End Date: 13-Oct-2025
Note on ZO257: Activity Name: In-Wall QC Check Phase: INTERIORS Location: Main building - Concourse level Trade: Inspection Start Date: 14-Oct-2025 End Date: 14-Oct-2025
Note on ZP257: Activity Name: COF In-Wall Inspection Phase: INTERIORS Location: Main building - Concourse level Trade: Inspection Start Date: 15-Oct-2025 End Date: 15-Oct-2025
Note on ZQ257: Activity Name: Insulate & Close Walls Phase: INTERIORS Location: Main building - Concourse level Trade: Drywall Start Date: 16-Oct-2025 End Date: 22-Oct-2025
Note on AAE257: Activity Name: Install Counter Shutters Phase: INTERIORS Location: Main building - Concourse level Trade: Specialty Start Date: 30-Oct-2025 End Date: 31-Oct-2025
Note on AAI257: Activity Name: Install Kitchen Hoods Phase: INTERIORS Location: Main building - Concourse level Trade: Mechanical Start Date: 03-Nov-2025 End Date: 07-Nov-2025
Note on AAP257: Activity Name: Grease Duct Tie-in/Insulate Phase: INTERIORS Location: Main building - Concourse level Trade: Mechanical Start Date: 10-Nov-2025 End Date: 21-Nov-2025
Note on ABE257: Activity Name: Final Paint Storage Phase: INTERIORS Location: Main building - Concourse level Trade: Paint Start Date: 25-Nov-2025 End Date: 01-Dec-2025
Note on ABL257: Activity Name: Build-out IDF Room Phase: INTERIORS Location: Main building - Concourse level Trade: Electrical Start Date: 02-Dec-2025 End Date: 08-Dec-2025
Note on ABS257: Activity Name: Install Light Fixtures Phase: INTERIORS Location: Main building - Concourse level Trade: Electrical Start Date: 09-Dec-2025 End Date: 12-Dec-2025
Note on ABY257: Activity Name: Drop Sprinkler Heads Phase: INTERIORS Location: Main building - Concourse level Trade: Fire Sprinkler Start Date: 15-Dec-2025 End Date: 16-Dec-2025
Note on ACA257: Activity Name: Overhead QC Inspection Phase: INTERIORS Location: Main building - Concourse level Trade: Inspection Start Date: 17-Dec-2025 End Date: 17-Dec-2025
Note on ACB257: Activity Name: COF Overhead Inspections Phase: INTERIORS Location: Main building - Concourse level Trade: Inspection Start Date: 18-Dec-2025 End Date: 18-Dec-2025
Note on ACC257: Activity Name: Install Epoxy Flooring/Base Phase: INTERIORS Location: Main building - Concourse level Trade: Flooring Start Date: 19-Dec-2025 End Date: 05-Jan-2026
Note on ACU257: Activity Name: Install Concession Wall Finish Phase: INTERIORS Location: Main building - Concourse level Trade: Specialty Start Date: 06-Jan-2026 End Date: 03-Feb-2026
Note on ADX257: Activity Name: Install Mechanical Wall Units/Air Curtains Phase: INTERIORS Location: Main building - Concourse level Trade: Mechanical Start Date: 04-Feb-2026 End Date: 06-Feb-2026
Note on AES257: Activity Name: Install Food Service Equipment Phase: INTERIORS Location: Main building - Concourse level Trade: Equipment Start Date: 25-Feb-2026 End Date: 10-Mar-2026
Note on AFG257: Activity Name: Install Doors & Hardware Phase: INTERIORS Location: Main building - Concourse level Trade: Equipment Start Date: 11-Mar-2026 End Date: 12-Mar-2026
Note on AFI257: Activity Name: Electrical/FA Trim-out Phase: INTERIORS Location: Main building - Concourse level Trade: Electrical Start Date: 13-Mar-2026 End Date: 19-Mar-2026
Note on AFP257: Activity Name: Kitchen Hood Testing Phase: INTERIORS Location: Main building - Concourse level Trade: Mechanical Start Date: 20-Mar-2026 End Date: 20-Mar-2026
Note on AFU257: Activity Name: Install ACT Tile Phase: INTERIORS Location: Main building - Concourse level Trade: Ceiling Start Date: 25-Mar-2026 End Date: 31-Mar-2026
Note on AGB257: Activity Name: Construction Rough Clean Phase: INTERIORS Location: Main building - Concourse level Trade: Clean Start Date: 01-Apr-2026 End Date: 07-Apr-2026
Note on AGI257: Activity Name: MCC Completion List - Prepare/Distribute/Complete Phase: INTERIORS Location: Main building - Concourse level Trade: Manhattan Start Date: 08-Apr-2026 End Date: 21-Apr-2026
Note on AGW257: Activity Name: Design Team Punch List & Completion Phase: INTERIORS Location: Main building - Concourse level Trade: Manhattan Start Date: 22-Apr-2026 End Date: 05-May-2026
Note on AHK257: Activity Name: Final Clean Phase: INTERIORS Location: Main building - Concourse level Trade: Clean Start Date: 06-May-2026 End Date: 08-May-2026
Note on YH258: Activity Name: Fire Protection Overhead Phase: INTERIORS Location: Main building - Concourse level Trade: Fire Sprinkler Start Date: 11-Sep-2025 End Date: 16-Sep-2025
Note on ZA258: Activity Name: Elect/LV Rough-in Phase: INTERIORS Location: Main building - Concourse level Trade: Electrical Start Date: 30-Sep-2025 End Date: 06-Oct-2025
Note on ZV258: Activity Name: Tape/Bed/Prime/ 1st Coat Walls Phase: INTERIORS Location: Main building - Concourse level Trade: Drywall Start Date: 21-Oct-2025 End Date: 29-Oct-2025
Note on AAE258: Activity Name: FRP MEP Pads Phase: INTERIORS Location: Main building - Concourse level Trade: Concrete Start Date: 30-Oct-2025 End Date: 31-Oct-2025
Note on AAS258: Activity Name: Install Walk-in Cooler/Freezer Phase: INTERIORS Location: Main building - Concourse level Trade: Refrigeration Start Date: 13-Nov-2025 End Date: 19-Nov-2025
Note on ABA258: Activity Name: Seal MEP Rooms Phase: INTERIORS Location: Main building - Concourse level Trade: Drywall Start Date: 21-Nov-2025 End Date: 24-Nov-2025
Note on ABE258: Activity Name: Install ACT Grid Phase: INTERIORS Location: Main building - Concourse level Trade: Ceiling Start Date: 25-Nov-2025 End Date: 03-Dec-2025
Note on ABN258: Activity Name: Install Mechanical Devices Phase: INTERIORS Location: Main building - Concourse level Trade: Mechanical Start Date: 04-Dec-2025 End Date: 09-Dec-2025
Note on ADX258: Activity Name: Install Plumbing Fixtures Phase: INTERIORS Location: Main building - Concourse level Trade: Plumbing Start Date: 04-Feb-2026 End Date: 06-Feb-2026
Note on AFG258: Activity Name: Plumbing Trim-out Phase: INTERIORS Location: Main building - Concourse level Trade: Plumbing Start Date: 11-Mar-2026 End Date: 17-Mar-2026
Note on AFP258: Activity Name: LV Trim-out Phase: INTERIORS Location: Main building - Concourse level Trade: Electrical Start Date: 20-Mar-2026 End Date: 24-Mar-2026
Note on AAT259: Activity Name: Build-out Electrical Room Phase: INTERIORS Location: Main building - Concourse level Trade: Electrical Start Date: 14-Nov-2025 End Date: 20-Nov-2025
Note on YH261: Activity Name: Partition Layout & Top Track Phase: INTERIORS Location: Main building - Concourse level Trade: Framing Start Date: 11-Sep-2025 End Date: 15-Sep-2025
Note on YN261: Activity Name: Mechanical Overhead & Riser Rough-in Phase: INTERIORS Location: Main building - Concourse level Trade: Mechanical Start Date: 17-Sep-2025 End Date: 19-Sep-2025
Note on YS261: Activity Name: Plumbing/Piping Overhead & Riser Rough-in Phase: INTERIORS Location: Main building - Concourse level Trade: Plumbing Start Date: 22-Sep-2025 End Date: 26-Sep-2025
Note on ZB261: Activity Name: Frame & One-side Walls Phase: INTERIORS Location: Main building - Concourse level Trade: Framing Start Date: 01-Oct-2025 End Date: 06-Oct-2025
Note on ZH261: Activity Name: Install Vanity Supports Phase: INTERIORS Location: Main building - Concourse level Trade: Carpentry Start Date: 07-Oct-2025 End Date: 09-Oct-2025
Note on ZO261: Activity Name: In-Wall QC Check Phase: INTERIORS Location: Main building - Concourse level Trade: Inspection Start Date: 14-Oct-2025 End Date: 14-Oct-2025
Note on ZP261: Activity Name: COF In-Wall Inspection Phase: INTERIORS Location: Main building - Concourse level Trade: Inspection Start Date: 15-Oct-2025 End Date: 15-Oct-2025
Note on ZQ261: Activity Name: Insulate & Close Walls Phase: INTERIORS Location: Main building - Concourse level Trade: Drywall Start Date: 16-Oct-2025 End Date: 22-Oct-2025
Note on ZX261: Activity Name: Tape/Bed/Prime/ 1st Coat Walls Phase: INTERIORS Location: Main building - Concourse level Trade: Drywall Start Date: 23-Oct-2025 End Date: 05-Nov-2025
Note on AAL261: Activity Name: Frame Hard Ceilings/Soffits Phase: INTERIORS Location: Main building - Concourse level Trade: Framing Start Date: 06-Nov-2025 End Date: 12-Nov-2025
Note on AAS261: Activity Name: Install Mechanical Devices Phase: INTERIORS Location: Main building - Concourse level Trade: Mechanical Start Date: 13-Nov-2025 End Date: 18-Nov-2025
Note on AAY261: Activity Name: Install FA/LV Pathway Phase: INTERIORS Location: Main building - Concourse level Trade: Electrical Start Date: 19-Nov-2025 End Date: 21-Nov-2025
Note on ABF261: Activity Name: Drop Sprinkler Heads Phase: INTERIORS Location: Main building - Concourse level Trade: Fire Sprinkler Start Date: 26-Nov-2025 End Date: 01-Dec-2025
Note on ABL261: Activity Name: Overhead QC Inspection Phase: INTERIORS Location: Main building - Concourse level Trade: Inspection Start Date: 02-Dec-2025 End Date: 02-Dec-2025
Note on ABM261: Activity Name: COF Overhead Inspections Phase: INTERIORS Location: Main building - Concourse level Trade: Inspection Start Date: 03-Dec-2025 End Date: 03-Dec-2025
Note on ABN261: Activity Name: Close Hard Ceilings/Soffits Phase: INTERIORS Location: Main building - Concourse level Trade: Drywall Start Date: 04-Dec-2025 End Date: 10-Dec-2025
Note on ABU261: Activity Name: Tape/Bed/Paint Ceilings Phase: INTERIORS Location: Main building - Concourse level Trade: Drywall Start Date: 11-Dec-2025 End Date: 24-Dec-2025
Note on ACJ261: Activity Name: Install Restroom Wall Tile & Base Phase: INTERIORS Location: Main building - Concourse level Trade: Tile Start Date: 26-Dec-2025 End Date: 26-Jan-2026
Note on ADP261: Activity Name: Install Plumbing Fixtures Phase: INTERIORS Location: Main building - Concourse level Trade: Plumbing Start Date: 27-Jan-2026 End Date: 09-Feb-2026
Note on AED261: Activity Name: Install Countertops Phase: INTERIORS Location: Main building - Concourse level Trade: Specialty Start Date: 10-Feb-2026 End Date: 13-Feb-2026
Note on AEJ261: Activity Name: Plumbing Trim-out Phase: INTERIORS Location: Main building - Concourse level Trade: Plumbing Start Date: 16-Feb-2026 End Date: 17-Feb-2026
Note on AEL261: Activity Name: Install Toilet Partitions Phase: INTERIORS Location: Main building - Concourse level Trade: Specialty Start Date: 18-Feb-2026 End Date: 24-Feb-2026
Note on AES261: Activity Name: Install Toilet Accessories Phase: INTERIORS Location: Main building - Concourse level Trade: Specialty Start Date: 25-Feb-2026 End Date: 03-Mar-2026
Note on AEZ261: Activity Name: Install Doors & Hardware Phase: INTERIORS Location: Main building - Concourse level Trade: Equipment Start Date: 04-Mar-2026 End Date: 05-Mar-2026
Note on AFB261: Activity Name: LV Trim-out Phase: INTERIORS Location: Main building - Concourse level Trade: Electrical Start Date: 06-Mar-2026 End Date: 10-Mar-2026
Note on AFL261: Activity Name: Construction Rough Clean Phase: INTERIORS Location: Main building - Concourse level Trade: Clean Start Date: 16-Mar-2026 End Date: 20-Mar-2026
Note on AFS261: Activity Name: MCC Completion List - Prepare/Distribute/Complete Phase: INTERIORS Location: Main building - Concourse level Trade: Manhattan Start Date: 23-Mar-2026 End Date: 03-Apr-2026
Note on AGG261: Activity Name: Design Team Punch List & Completion Phase: INTERIORS Location: Main building - Concourse level Trade: Manhattan Start Date: 06-Apr-2026 End Date: 17-Apr-2026
Note on AGU261: Activity Name: Final Clean Phase: INTERIORS Location: Main building - Concourse level Trade: Clean Start Date: 20-Apr-2026 End Date: 22-Apr-2026
Note on YN262: Activity Name: Fire Protection Overhead Phase: INTERIORS Location: Main building - Concourse level Trade: Fire Sprinkler Start Date: 17-Sep-2025 End Date: 22-Sep-2025
Note on ZH262: Activity Name: Plumbing In-wall Rough-in Phase: INTERIORS Location: Main building - Concourse level Trade: Plumbing Start Date: 07-Oct-2025 End Date: 10-Oct-2025
Note on AAY262: Activity Name: Install Light Fixtures Phase: INTERIORS Location: Main building - Concourse level Trade: Electrical Start Date: 19-Nov-2025 End Date: 24-Nov-2025
Note on ACO262: Activity Name: Final Paint Janitor Closet Phase: INTERIORS Location: Main building - Concourse level Trade: Paint Start Date: 31-Dec-2025 End Date: 05-Jan-2026
Note on AFB262: Activity Name: Electrical/FA Trim-out Phase: INTERIORS Location: Main building - Concourse level Trade: Electrical Start Date: 06-Mar-2026 End Date: 12-Mar-2026
Note on ZI263: Activity Name: Elect/LV Rough-in Phase: INTERIORS Location: Main building - Concourse level Trade: Electrical Start Date: 08-Oct-2025 End Date: 13-Oct-2025
Note on YS265: Activity Name: Partition Layout & Top Track Phase: INTERIORS Location: Main building - Concourse level Trade: Framing Start Date: 22-Sep-2025 End Date: 23-Sep-2025
Note on YU265: Activity Name: Fire Protection Overhead Phase: INTERIORS Location: Main building - Concourse level Trade: Fire Sprinkler Start Date: 24-Sep-2025 End Date: 25-Sep-2025
Note on YZ265: Activity Name: Plumbing/Piping Overhead & Riser Rough-in Phase: INTERIORS Location: Main building - Concourse level Trade: Plumbing Start Date: 29-Sep-2025 End Date: 03-Oct-2025
Note on ZH265: Activity Name: Frame & One-side Walls Phase: INTERIORS Location: Main building - Concourse level Trade: Framing Start Date: 07-Oct-2025 End Date: 09-Oct-2025
Note on ZN265: Activity Name: Plumbing In-wall Rough-in Phase: INTERIORS Location: Main building - Concourse level Trade: Plumbing Start Date: 13-Oct-2025 End Date: 16-Oct-2025
Note on ZU265: Activity Name: In-Wall QC Check Phase: INTERIORS Location: Main building - Concourse level Trade: Inspection Start Date: 20-Oct-2025 End Date: 20-Oct-2025
Note on ZV265: Activity Name: COF In-Wall Inspection Phase: INTERIORS Location: Main building - Concourse level Trade: Inspection Start Date: 21-Oct-2025 End Date: 21-Oct-2025
Note on ZX265: Activity Name: Insulate & Close Walls Phase: INTERIORS Location: Main building - Concourse level Trade: Drywall Start Date: 23-Oct-2025 End Date: 24-Oct-2025
Note on AAB265: Activity Name: Tape/Bed/Prime/ 1st Coat Walls Phase: INTERIORS Location: Main building - Concourse level Trade: Drywall Start Date: 27-Oct-2025 End Date: 04-Nov-2025
Note on AAK265: Activity Name: Seal MEP Rooms Phase: INTERIORS Location: Main building - Concourse level Trade: Drywall Start Date: 05-Nov-2025 End Date: 05-Nov-2025
Note on AAL265: Activity Name: Install Kitchen Hoods Phase: INTERIORS Location: Main building - Concourse level Trade: Mechanical Start Date: 06-Nov-2025 End Date: 07-Nov-2025
Note on AAP265: Activity Name: Install Walk-in Cooler/Freezer Phase: INTERIORS Location: Main building - Concourse level Trade: Refrigeration Start Date: 10-Nov-2025 End Date: 12-Nov-2025
Note on AAS265: Activity Name: Grease Duct Tie-in/Insulate Phase: INTERIORS Location: Main building - Concourse level Trade: Mechanical Start Date: 13-Nov-2025 End Date: 19-Nov-2025
Note on AAZ265: Activity Name: Install ACT Grid Phase: INTERIORS Location: Main building - Concourse level Trade: Ceiling Start Date: 20-Nov-2025 End Date: 24-Nov-2025
Note on ABE265: Activity Name: Install Mechanical Devices Phase: INTERIORS Location: Main building - Concourse level Trade: Mechanical Start Date: 25-Nov-2025 End Date: 26-Nov-2025
Note on ABK265: Activity Name: Drop Sprinkler Heads Phase: INTERIORS Location: Main building - Concourse level Trade: Fire Sprinkler Start Date: 01-Dec-2025 End Date: 01-Dec-2025
Note on ABL265: Activity Name: Install FA/LV Pathway Phase: INTERIORS Location: Main building - Concourse level Trade: Electrical Start Date: 02-Dec-2025 End Date: 03-Dec-2025
Note on ABN265: Activity Name: Install Light Fixtures Phase: INTERIORS Location: Main building - Concourse level Trade: Electrical Start Date: 04-Dec-2025 End Date: 08-Dec-2025
Note on ABS265: Activity Name: Overhead QC Inspection Phase: INTERIORS Location: Main building - Concourse level Trade: Inspection Start Date: 09-Dec-2025 End Date: 09-Dec-2025
Note on ABT265: Activity Name: COF Overhead Inspections Phase: INTERIORS Location: Main building - Concourse level Trade: Inspection Start Date: 10-Dec-2025 End Date: 10-Dec-2025
Note on ABU265: Activity Name: Install Epoxy Flooring/Base Phase: INTERIORS Location: Main building - Concourse level Trade: Flooring Start Date: 11-Dec-2025 End Date: 17-Dec-2025
Note on ACB265: Activity Name: Install Concession Wall Finish Phase: INTERIORS Location: Main building - Concourse level Trade: Specialty Start Date: 18-Dec-2025 End Date: 02-Jan-2026
Note on ACT265: Activity Name: Install Plumbing Fixtures Phase: INTERIORS Location: Main building - Concourse level Trade: Plumbing Start Date: 05-Jan-2026 End Date: 06-Jan-2026
Note on ACW265: Activity Name: Install Food Service Equipment Phase: INTERIORS Location: Main building - Concourse level Trade: Equipment Start Date: 08-Jan-2026 End Date: 15-Jan-2026
Note on ADE265: Activity Name: Plumbing Trim-out Phase: INTERIORS Location: Main building - Concourse level Trade: Plumbing Start Date: 16-Jan-2026 End Date: 20-Jan-2026
Note on ADL265: Activity Name: Kitchen Hood Testing Phase: INTERIORS Location: Main building - Concourse level Trade: Mechanical Start Date: 23-Jan-2026 End Date: 23-Jan-2026
Note on ADS265: Activity Name: LV Trim-out Phase: INTERIORS Location: Main building - Concourse level Trade: Electrical Start Date: 30-Jan-2026 End Date: 02-Feb-2026
Note on ADW265: Activity Name: Install ACT Tile Phase: INTERIORS Location: Main building - Concourse level Trade: Ceiling Start Date: 03-Feb-2026 End Date: 04-Feb-2026
Note on ADY265: Activity Name: Construction Rough Clean Phase: INTERIORS Location: Main building - Concourse level Trade: Clean Start Date: 05-Feb-2026 End Date: 11-Feb-2026
Note on AEF265: Activity Name: MCC Completion List - Prepare/Distribute/Complete Phase: INTERIORS Location: Main building - Concourse level Trade: Manhattan Start Date: 12-Feb-2026 End Date: 25-Feb-2026
Note on AET265: Activity Name: Design Team Punch List & Completion Phase: INTERIORS Location: Main building - Concourse level Trade: Manhattan Start Date: 26-Feb-2026 End Date: 11-Mar-2026
Note on AFH265: Activity Name: Final Clean Phase: INTERIORS Location: Main building - Concourse level Trade: Clean Start Date: 12-Mar-2026 End Date: 16-Mar-2026
Note on YU266: Activity Name: Mechanical Overhead & Riser Rough-in Phase: INTERIORS Location: Main building - Concourse level Trade: Mechanical Start Date: 24-Sep-2025 End Date: 26-Sep-2025
Note on ZO266: Activity Name: Elect/LV Rough-in Phase: INTERIORS Location: Main building - Concourse level Trade: Electrical Start Date: 14-Oct-2025 End Date: 17-Oct-2025
Note on AAK266: Activity Name: Install Counter Shutters Phase: INTERIORS Location: Main building - Concourse level Trade: Specialty Start Date: 05-Nov-2025 End Date: 06-Nov-2025
Note on ABA266: Activity Name: Build-out Electrical Room Phase: INTERIORS Location: Main building - Concourse level Trade: Electrical Start Date: 21-Nov-2025 End Date: 01-Dec-2025
Note on ACT266: Activity Name: Install Mechanical Wall Units/Air Curtains Phase: INTERIORS Location: Main building - Concourse level Trade: Mechanical Start Date: 05-Jan-2026 End Date: 07-Jan-2026
Note on ADE266: Activity Name: Electrical/FA Trim-out Phase: INTERIORS Location: Main building - Concourse level Trade: Electrical Start Date: 16-Jan-2026 End Date: 22-Jan-2026
Note on ADL266: Activity Name: Install Doors & Hardware Phase: INTERIORS Location: Main building - Concourse level Trade: Equipment Start Date: 23-Jan-2026 End Date: 26-Jan-2026
Note on AAL267: Activity Name: Final Paint MEP Phase: INTERIORS Location: Main building - Concourse level Trade: Paint Start Date: 06-Nov-2025 End Date: 07-Nov-2025
Note on ZR270: Activity Name: Partition Layout & Top Track Phase: INTERIORS Location: Northeast Trade: Framing Start Date: 17-Oct-2025 End Date: 21-Oct-2025
Note on ZW270: Activity Name: Mechanical Overhead & Riser Rough-in Phase: INTERIORS Location: Northeast Trade: Mechanical Start Date: 22-Oct-2025 End Date: 24-Oct-2025
Note on AAI270: Activity Name: Plumbing/Piping Overhead Phase: INTERIORS Location: Northeast Trade: Plumbing Start Date: 03-Nov-2025 End Date: 07-Nov-2025
Note on AAR270: Activity Name: In-Wall QC Check Phase: INTERIORS Location: Northeast Trade: Inspection Start Date: 12-Nov-2025 End Date: 12-Nov-2025
Note on AAS270: Activity Name: COF In-Wall Inspection Phase: INTERIORS Location: Northeast Trade: Inspection Start Date: 13-Nov-2025 End Date: 13-Nov-2025
Note on AAT270: Activity Name: Insulate & Close Walls Phase: INTERIORS Location: Northeast Trade: Drywall Start Date: 14-Nov-2025 End Date: 18-Nov-2025
Note on AAY270: Activity Name: Tape/Bed/Prime/ 1st Coat Walls Phase: INTERIORS Location: Northeast Trade: Drywall Start Date: 19-Nov-2025 End Date: 01-Dec-2025
Note on ABL270: Activity Name: Frame Hard Ceilings/Soffits Phase: INTERIORS Location: Northeast Trade: Framing Start Date: 02-Dec-2025 End Date: 02-Dec-2025
Note on ABM270: Activity Name: Grease Duct Tie-in/Insulate Phase: INTERIORS Location: Northeast Trade: Mechanical Start Date: 03-Dec-2025 End Date: 08-Dec-2025
Note on ABS270: Activity Name: Install ACT Grid Phase: INTERIORS Location: Northeast Trade: Ceiling Start Date: 09-Dec-2025 End Date: 11-Dec-2025
Note on ABV270: Activity Name: Install Mechanical Devices Phase: INTERIORS Location: Northeast Trade: Mechanical Start Date: 12-Dec-2025 End Date: 15-Dec-2025
Note on ABZ270: Activity Name: Drop Sprinkler Heads Phase: INTERIORS Location: Northeast Trade: Fire Sprinkler Start Date: 16-Dec-2025 End Date: 16-Dec-2025
Note on ACA270: Activity Name: Overhead QC Inspection Phase: INTERIORS Location: Northeast Trade: Inspection Start Date: 17-Dec-2025 End Date: 17-Dec-2025
Note on ACB270: Activity Name: COF Overhead Inspections Phase: INTERIORS Location: Northeast Trade: Inspection Start Date: 18-Dec-2025 End Date: 18-Dec-2025
Note on ACC270: Activity Name: Close Hard Ceilings/Soffits Phase: INTERIORS Location: Northeast Trade: Drywall Start Date: 19-Dec-2025 End Date: 19-Dec-2025
Note on ACF270: Activity Name: Tape/Bed/Paint Ceilings Phase: INTERIORS Location: Northeast Trade: Drywall Start Date: 22-Dec-2025 End Date: 29-Dec-2025
Note on ACU270: Activity Name: Final Paint Storage Phase: INTERIORS Location: Northeast Trade: Paint Start Date: 06-Jan-2026 End Date: 08-Jan-2026
Note on ADC270: Activity Name: Seal MEP/Storage Rooms Phase: INTERIORS Location: Northeast Trade: Drywall Start Date: 14-Jan-2026 End Date: 14-Jan-2026
Note on ADI270: Activity Name: Install Plumbing Fixtures Phase: INTERIORS Location: Northeast Trade: Plumbing Start Date: 20-Jan-2026 End Date: 23-Jan-2026
Note on ADO270: Activity Name: Install Toilet Partions Phase: INTERIORS Location: Northeast Trade: Specialty Start Date: 26-Jan-2026 End Date: 30-Jan-2026
Note on ADX270: Activity Name: Install Doors & Hardware Phase: INTERIORS Location: Northeast Trade: Equipment Start Date: 04-Feb-2026 End Date: 05-Feb-2026
Note on ADZ270: Activity Name: Plumbing Trim-out Phase: INTERIORS Location: Northeast Trade: Plumbing Start Date: 06-Feb-2026 End Date: 09-Feb-2026
Note on AEE270: Activity Name: Install ACT Tile Phase: INTERIORS Location: Northeast Trade: Ceiling Start Date: 11-Feb-2026 End Date: 12-Feb-2026
Note on AEG270: Activity Name: Construction Rough Clean Phase: INTERIORS Location: Northeast Trade: Clean Start Date: 13-Feb-2026 End Date: 19-Feb-2026
Note on AEN270: Activity Name: MCC Completion List - Prepare/Distribute/Complete Phase: INTERIORS Location: Northeast Trade: Manhattan Start Date: 20-Feb-2026 End Date: 05-Mar-2026
Note on AFB270: Activity Name: Design Team Punch List & Completion Phase: INTERIORS Location: Northeast Trade: Manhattan Start Date: 06-Mar-2026 End Date: 19-Mar-2026
Note on AFP270: Activity Name: Final Clean Phase: INTERIORS Location: Northeast Trade: Clean Start Date: 20-Mar-2026 End Date: 23-Mar-2026
Note on ZW271: Activity Name: Fire Protection Overhead Phase: INTERIORS Location: Northeast Trade: Fire Sprinkler Start Date: 22-Oct-2025 End Date: 24-Oct-2025
Note on AAJ271: Activity Name: Frame & One-side Walls Phase: INTERIORS Location: Northeast Trade: Framing Start Date: 04-Nov-2025 End Date: 05-Nov-2025
Note on AAL271: Activity Name: Elect/LV Rough-in Phase: INTERIORS Location: Northeast Trade: Electrical Start Date: 06-Nov-2025 End Date: 11-Nov-2025
Note on ABL271: Activity Name: Install Kitchen Hoods Phase: INTERIORS Location: Northeast Trade: Mechanical Start Date: 02-Dec-2025 End Date: 02-Dec-2025
Note on ABM271: Activity Name: Install Walk-in Cooler/Freezer Phase: INTERIORS Location: Northeast Trade: Refrigeration Start Date: 03-Dec-2025 End Date: 08-Dec-2025
Note on ABV271: Activity Name: Install FA/LV Pathway Phase: INTERIORS Location: Northeast Trade: Electrical Start Date: 12-Dec-2025 End Date: 15-Dec-2025
Note on ACU271: Activity Name: Install Epoxy Flooring/Base Phase: INTERIORS Location: Northeast Trade: Flooring Start Date: 06-Jan-2026 End Date: 13-Jan-2026
Note on ADC271: Activity Name: Install Restroom Wall Tile Phase: INTERIORS Location: Northeast Trade: Tile Start Date: 14-Jan-2026 End Date: 19-Jan-2026
Note on ADR271: Activity Name: Install Toilet Accessories Phase: INTERIORS Location: Northeast Trade: Specialty Start Date: 29-Jan-2026 End Date: 30-Jan-2026
Note on ADX271: Activity Name: Electrical/FA Trim-out Phase: INTERIORS Location: Northeast Trade: Electrical Start Date: 04-Feb-2026 End Date: 06-Feb-2026
Note on AEC271: Activity Name: Kitchen Hood Testing Phase: INTERIORS Location: Northeast Trade: Mechanical Start Date: 09-Feb-2026 End Date: 09-Feb-2026
Note on ABL272: Activity Name: Install Counter Shutters Phase: INTERIORS Location: Northeast Trade: Specialty Start Date: 02-Dec-2025 End Date: 08-Dec-2025
Note on ABV272: Activity Name: Install Light Fixtures Phase: INTERIORS Location: Northeast Trade: Electrical Start Date: 12-Dec-2025 End Date: 16-Dec-2025
Note on ADC272: Activity Name: Install Concession Wall Finish Phase: INTERIORS Location: Northeast Trade: Specialty Start Date: 14-Jan-2026 End Date: 29-Jan-2026
Note on ADS272: Activity Name: Install Mechanical Wall Units/Air Curtains Phase: INTERIORS Location: Northeast Trade: Mechanical Start Date: 30-Jan-2026 End Date: 03-Feb-2026
Note on AEC272: Activity Name: LV Trim-out Phase: INTERIORS Location: Northeast Trade: Electrical Start Date: 09-Feb-2026 End Date: 10-Feb-2026
Note on ADS273: Activity Name: Install Food Service Equipment Phase: INTERIORS Location: Northeast Trade: Equipment Start Date: 30-Jan-2026 End Date: 03-Feb-2026
Note on AEZ274: Activity Name: Pour Bowl Steps Phase: INTERIORS Location: Seating Bowl - Main Building Trade: Concrete Start Date: 04-Mar-2026 End Date: 25-Mar-2026
Note on AFV274: Activity Name: Install Bowl Rails Phase: INTERIORS Location: Seating Bowl - Main Building Trade: Miscellaneous Start Date: 26-Mar-2026 End Date: 08-Apr-2026
Note on AGJ274: Activity Name: Install Stadium Seats Phase: INTERIORS Location: Seating Bowl - Main Building Trade: Equipment Start Date: 09-Apr-2026 End Date: 13-May-2026
Note on AHS274: Activity Name: Construction Rough Clean Phase: INTERIORS Location: Seating Bowl - Main Building Trade: Clean Start Date: 14-May-2026 End Date: 28-May-2026
Note on AIH274: Activity Name: MCC Completion List Phase: INTERIORS Location: Seating Bowl - Main Building Trade: Manhattan Start Date: 29-May-2026 End Date: 11-Jun-2026
Note on AIV274: Activity Name: Design Team Punch List & Complete Phase: INTERIORS Location: Seating Bowl - Main Building Trade: Manhattan Start Date: 12-Jun-2026 End Date: 25-Jun-2026
Note on AJJ274: Activity Name: Final Clean Phase: INTERIORS Location: Seating Bowl - Main Building Trade: Clean Start Date: 26-Jun-2026 End Date: 29-Jun-2026

## CFA - Legends
Procurement |  | MILESTONES/HAMMOCKS |  | MAJOR MILESTONES |  | SCHEMATIC DESIGN |  | DESIGN DEVELOPMENT |  | PERMIT PACKAGE |  | CONSTRUCTION DOCUMENTS |  | PERMITS |  | DEMOLITION |  | FOUNDATIONS |  | South HOF |  | STRUCTURE |  | EXTERIORS |  | CIVIL/SITE |  | CANOPIES |  | INTERIORS
|  | M/H | East Canopy Installation Complete | MM | Notice to Proceed For Construction |  |  | DD | Design Development 50% |  |  | CD | Core and Shell / Permit / Demolition Package | PT | Building Permit (East Demo) - Review & Approval
Manhattan | [5 empty] | Architect |  |  |  | Manhattan | [5 empty] | Demolition |  | Concrete |  | Audovisual |  | Concrete |  | Carpentry |  | Hardscape/Landscape |  | Electrical |  | Carpentry
PR | Canopy Submittals by Trade Partner |  |  |  |  | SC | Schematic Design-Full Project (Architecture and Structure) |  |  | PP | Canopy Structure SteelPackage |  |  |  |  | O1 | Precision Demo & Temp Protection | C1 | Drilled Piers | AV1 | Install New Bowl Speakers | C10 | FRP SOMD | T1 | Frame Soffit | HL1 | Hardscape/Landscape | E2 | Install Bowl Speakers/Stadium Lights | T3 | Install Vanity Supports
[16 empty] | MEP |  | Earthworks |  | Demolition |  | Decking |  | Concrete |  | Paving |  | Steel |  | Ceiling
[16 empty] | I1 | Trace/Tag/Make Safe MEP Systems | K1 | Elevator Pit - Subsoil/Backfill | O3 | Slab Demo & Removal for gas line | D1 | Detailing & Decking Steel | C11 | Concrete Cure Time | A1 | Install Fire Lane Base Course | S7 | Install Canopy Fabric | Q3 | Install ACT Grid
[16 empty] | Manhattan |  | Electrical |  | Electrical |  | MEP |  | Electrical |  | Underground Utilities |  |  |  | Clean
[16 empty] | MH1 | Project Mobilization | E1 | Electrical Underground | E16 | Install Generator | I3 | MEP In-slab Rough-in | E6 | Install Linear Soffit Lights | U1 | Site Utilities |  |  | CN1 | Construction Rough Clean
[16 empty] | Telecommunications |  | Geofom |  | Equipment |  | Steel |  | Fire Sprinkler | [5 empty] | Concrete
[16 empty] | T1 | FC Dallas IT & Cell/DAS Equipment Removed/Relocated | G1 | Geofoam Install | EQ5 | Install Field Tunnel Cameras | S4 | Concession Building Steel(Steel/Joist/Deck) - North | H1 | Install Fire Sprinkler |  |  |  |  | C13 | FRP Equipment Pads
[18 empty] | MEP |  | Plumbing |  |  |  | Framing | [5 empty] | Crane
[18 empty] | I2 | MEP Underground | P7 | Install new gas line |  |  | F1 | Exterior Framing and Sheathing - North |  |  |  |  | R1 | Tower Crane Erection
[18 empty] | Plumbing |  | Roofing |  |  |  | Glazing | [5 empty] | Drywall
[18 empty] | P1 | Plumbing Underground | SG | Repair Roofing System |  |  | Z2 | Install Storefront System |  |  |  |  | DW1 | Insulate & Close Walls
[18 empty] | Steel |  | Steel |  |  |  | Insulation | [5 empty] | Electrical
[18 empty] | S1 | Camera Platform | S11 | Open Roof for Steel& Sleeves |  |  | J1 | Spray Insulation |  |  |  |  | E7 | Elect/LV Rough-in
[18 empty] | Waterproofing | [5 empty] | Manhattan | [5 empty] | Equipment
[18 empty] | W1 | Elevator Pit - Waterproofing |  |  |  |  | MH2 | MCC Completion List - Prepare/Distribute/Complete |  |  |  |  | EQ2 | Install Doors & Hardware
[24 empty] | Masonry | [5 empty] | Fire Sprinkler
[24 empty] | R1 | Install Masonry Veneer |  |  |  |  | H2 | Fire Protection Overhead
[24 empty] | Mechanical | [5 empty] | Flooring
[24 empty] | M1 | Install Mechanical Equipment |  |  |  |  | FO1 | Install Epoxy Flooring/Base
[24 empty] | Metal Panels | [5 empty] | Framing
[24 empty] | MP3 | Install Metal Panel Fascias & Soffits |  |  |  |  | F2 | Partition Layout & Top Track
[24 empty] | Miscellaneous | [5 empty] | Inspection
[24 empty] | MS1 | Install Entry Gates |  |  |  |  | IS1 | In-Wall QC Check
[24 empty] | Roofing | [5 empty] | MEP
[24 empty] | RG1 | Install Roof Curbs/Rails |  |  |  |  | I4 | Closeout/Commissioning
[24 empty] | Signage | [5 empty] | Manhattan
[24 empty] | SG1 | Install Entry Signage |  |  |  |  | MH2 | MCC Completion List - Prepare/Distribute/Complete
[24 empty] | Specialty | [5 empty] | Masonry
[24 empty] | Y1 | Install Stainless Counters |  |  |  |  | R2 | Install Brick Veneer
[24 empty] | Steel | [5 empty] | Mechanical
[24 empty] | S9 | Install Entry Main Canopy |  |  |  |  | M2 | Mechanical Overhead & Riser Rough-in
[24 empty] | Waterproofing | [5 empty] | Millwork
[24 empty] | W2 | Install Air/Water Barrier |  |  |  |  | ML1 | Install Wood Ceiling & Bar Soffit
Miscellaneous
[30 empty] | MS2 | Install Bowl Rails
Paint
[30 empty] | PT1 | Final Paint Storage
Plumbing
[30 empty] | P6 | Plumbing/Piping Overhead
Refrigeration
[30 empty] | RF1 | Install Walk-in Cooler/Freezer
Specialty
[30 empty] | Y4 | Install Concession Wall Finish
Tile
[30 empty] | TE1 | Install Restroom Wall Tile & Base